## Прайс лист
По вопросам продаж и поддержки обращайтесь:
Сайт: http://elcos.nt-rt.ru ¦¦ Эл.почта: esf@nt-rt.ru
ID | Диапазон мощности | ELCOS Code | Цена, евро | Цена, руб. по курсу ЦБ | Версия ДГУ | Резервная мощность, кВА | Резервная мощность, кВт | Основная мощность, кВА | Основная мощность, кВт | Напряжение | Номинальный ток, А | ДВС | Охлаждение | Уровень загрязнения | Модель ДВС | Регулятор напряжения | Альтернатор | Габариты, см | Вес, кг | Бак | Автономия при нагрузке 75%, часы | Уровень шума - 7 м
60
25157 | 10 | GE.PK.011/010.BF+011 | 15543 | 932580 | BF | 10 | 8 | 9 | 7.2 | 400/230 | 13.6364 | Perkins | W50° | 0 | 403A-11G1 | M | Stamford | 148 x 88 x 122 | 455 | 90 | 40 | -
25158 | 10 | GE.PK.011/010.PRO+011 | 17479 | 1048740 | PRO | 10 | 8 | 9 | 7.2 | 400/230 | 13.6364 | Perkins | W50° | 0 | 403A-11G1 | M | Stamford | 173 x 92 x 130 | 615 | 90 | 40 | 60
25156 | 10 | GE.PK.011/010.SS+011 | 19789 | 1187340 | SS | 10 | 8 | 9 | 7.2 | 400/230 | 13.6364 | Perkins | W50° | 0 | 403A-11G1 | M | Stamford | 175 x 90 x 140 | 650 | 110 | 48 | 58
25159 | 10 | GE.PK.011/010.TLC+011 | 26895 | 1613700 | TLC | 10 | 8 | 9 | 7.2 | 400/230 | 13.6364 | Perkins | W50° | 0 | 403A-11G1 | M | Stamford | 195 x 90 x 180 | 823 | 600 | 261 | 58
34748 | 10 | GE.YAS5.011/010.BF+011 | 15642 | 938520 | BF | 11 | 8.8 | 10 | 8 | 400/230 | 15.1515 | Yanmar | W50° | 5 | 3TNV80F | M | Stamford | 148 x 88 x 122 | 386 | 90 | 50 | -
34412 | 10 | GE.YAS5.011/010.PRO+011 | 17512 | 1050720 | PRO | 11 | 8.8 | 10 | 8 | 400/230 | 15.1515 | Yanmar | W50° | 5 | 3TNV80F | M | Stamford | 173 x 92 x 130 | 546 | 90 | 50 | 60
26613 | 10 | GE.YAS5.011/010.SS+011 | 19855 | 1191300 | SS | 11 | 8.8 | 10 | 8 | 400/230 | 15.1515 | Yanmar | W50° | 5 | 3TNV80F | M | Stamford | 175 x 90 x 140 | 581 | 110 | 62 | 58
35166 | 10 | GE.YAS5.011/010.TLC+011 | 26587 | 1595220 | TLC | 11 | 8.8 | 10 | 8 | 400/230 | 15.1515 | Yanmar | W50° | 5 | 3TNV80F | M | Stamford | 195 x 90 x 220 | 784 | 1000 | 556 | 58
29917 | 13 | GE.DZ.014/013.BF+011 | 19184 | 1151040 | BF | 14 | 11.2 | 13 | 10.4 | 400/230 | 19.697 | Deutz | Olio | 2 | F2M 2011 | M | Stamford | 148 x 88 x 122 | 502 | 90 | 35 | -
29916 | 13 | GE.DZ.014/013.SS+011 | 23287 | 1397220 | SS | 14 | 11.2 | 13 | 10.4 | 400/230 | 19.697 | Deutz | Olio | 2 | F2M 2011 | M | Stamford | 175 x 90 x 140 | 697 | 110 | 43 | 59
29918 | 13 | GE.DZ.014/013.TLC+011 | 30646 | 1838760 | TLC | 14 | 11.2 | 13 | 10.4 | 400/230 | 19.697 | Deutz | Olio | 2 | F2M 2011 | M | Stamford | 195 x 90 x 180 | 870 | 600 | 231 | 59
29958 | 13 | GE.PK.016/013.BF+011 | 16522 | 991320 | BF | 15 | 12 | 13 | 10.4 | 400/230 | 19.697 | Perkins | W50° | 0 | 403A-15G1 | M | Stamford | 148 x 88 x 122 | 472 | 90 | 33 | -
29959 | 13 | GE.PK.016/013.PRO+011 | 18436 | 1106160 | PRO | 15 | 12 | 13 | 10.4 | 400/230 | 19.697 | Perkins | W50° | 0 | 403A-15G1 | M | Stamford | 173 x 92 x 130 | 632 | 90 | 33 | 60
29957 | 13 | GE.PK.016/013.SS+011 | 20834 | 1250040 | SS | 15 | 12 | 13 | 10.4 | 400/230 | 19.697 | Perkins | W50° | 0 | 403A-15G1 | M | Stamford | 175 x 90 x 140 | 667 | 110 | 40 | 58
29960 | 13 | GE.PK.016/013.TLC+011 | 27918 | 1675080 | TLC | 15 | 12 | 13 | 10.4 | 400/230 | 19.697 | Perkins | W50° | 0 | 403A-15G1 | M | Stamford | 195 x 90 x 180 | 840 | 600 | 215 | 58
25036 | 15 | GE.BD.017/015.BF+011 | 14531 | 871860 | BF | 17 | 13.6 | 15 | 12 | 400/230 | 22.7273 | Baudouin | W50° | 0 | 4M06G20/5 | M | Stamford | 148 x 88 x 122 | 568 | 90 | 25 | -
25037 | 15 | GE.BD.017/015.PRO+011 | 16423 | 985380 | PRO | 17 | 13.6 | 15 | 12 | 400/230 | 22.7273 | Baudouin | W50° | 0 | 4M06G20/5 | M | Stamford | 173 x 92 x 130 | 728 | 90 | 25 | 60
25035 | 15 | GE.BD.017/015.SS+011 | 18480 | 1108800 | SS | 17 | 13.6 | 15 | 12 | 400/230 | 22.7273 | Baudouin | W50° | 0 | 4M06G20/5 | M | Stamford | 175 x 90 x 140 | 763 | 110 | 30 | 58
36238 | 15 | GE.BD.017/015.TLC+011 | 24871 | 1492260 | TLC | 17 | 13.6 | 15 | 12 | 400/230 | 22.7273 | Baudouin | W50° | 0 | 4M06G20/5 | M | Stamford | 195 x 90 x 220 | 966 | 1000 | 271 | 58
14925 | 15 | GE.PK.017/015.BF+011 | 17424 | 1045440 | BF | 17 | 13.6 | 15 | 12 | 400/230 | 22.7273 | Perkins | W50° | 0 | 403A-15G2 | M | Stamford | 148 x 88 x 122 | 472 | 90 | 30 | -
14926 | 15 | GE.PK.017/015.PRO+011 | 19338 | 1160280 | PRO | 17 | 13.6 | 15 | 12 | 400/230 | 22.7273 | Perkins | W50° | 0 | 403A-15G2 | M | Stamford | 173 x 92 x 130 | 632 | 90 | 30 | 60
14924 | 15 | GE.PK.017/015.SS+011 | 21736 | 1304160 | SS | 17 | 13.6 | 15 | 12 | 400/230 | 22.7273 | Perkins | W50° | 0 | 403A-15G2 | M | Stamford | 175 x 90 x 140 | 667 | 110 | 36 | 58
14927 | 15 | GE.PK.017/015.TLC+011 | 28853 | 1731180 | TLC | 17 | 13.6 | 15 | 12 | 400/230 | 22.7273 | Perkins | W50° | 0 | 403A-15G2 | M | Stamford | 195 x 90 x 180 | 840 | 600 | 194 | 58
34692 | 15 | GE.YAS5.017/015.BF+011 | 17061 | 1023660 | BF | 17 | 13.6 | 15 | 12 | 400/230 | 22.7273 | Yanmar | W50° | 5 | 3TNV88F | M | Stamford | 148 x 88 x 122 | 435 | 90 | 35 | -
34395 | 15 | GE.YAS5.017/015.PRO+011 | 18931 | 1135860 | PRO | 17 | 13.6 | 15 | 12 | 400/230 | 22.7273 | Yanmar | W50° | 5 | 3TNV88F | M | Stamford | 173 x 92 x 130 | 595 | 90 | 35 | 60
26657 | 15 | GE.YAS5.017/015.SS+011 | 21263 | 1275780 | SS | 17 | 13.6 | 15 | 12 | 400/230 | 22.7273 | Yanmar | W50° | 5 | 3TNV88F | M | Stamford | 175 x 90 x 140 | 630 | 110 | 43 | 58
35464 | 15 | GE.YAS5.017/015.TLC+011 | 27874 | 1672440 | TLC | 17 | 13.6 | 15 | 12 | 400/230 | 22.7273 | Yanmar | W50° | 5 | 3TNV88F | M | Stamford | 195 x 90 x 180 | 803 | 600 | 231 | 58
18913 | 20 | GE.BD.022/020.BF+011 | 15268 | 916080 | BF | 21 | 16.8 | 20 | 16 | 400/230 | 30.303 | Baudouin | W50° | 0 | 4M06G4D0/S | E | Stamford | 148 x 88 x 122 | 587 | 90 | 20 | -
18914 | 20 | GE.BD.022/020.PRO+011 | 17127 | 1027620 | PRO | 21 | 16.8 | 20 | 16 | 400/230 | 30.303 | Baudouin | W50° | 0 | 4M06G4D0/S | E | Stamford | 173 x 92 x 130 | 747 | 90 | 20 | 62
18912 | 20 | GE.BD.022/020.SS+011 | 19459 | 1167540 | SS | 21 | 16.8 | 20 | 16 | 400/230 | 30.303 | Baudouin | W50° | 0 | 4M06G4D0/S | E | Stamford | 175 x 90 x 140 | 782 | 110 | 25 | 60
36279 | 20 | GE.BD.022/020.TLC+011 | 25784 | 1547040 | TLC | 21 | 16.8 | 20 | 16 | 400/230 | 30.303 | Baudouin | W50° | 0 | 4M06G4D0/S | E | Stamford | 195 x 90 x 220 | 985 | 1000 | 223 | 60
19027 | 20 | GE.DZ.021/020.BF+011 | 20977 | 1258620 | BF | 22 | 17.6 | 21 | 16.8 | 400/230 | 31.8182 | Deutz | Olio | 2 | F3M 2011 | M | Stamford | 148 x 88 x 122 | 564 | 90 | 22 | -
19026 | 20 | GE.DZ.021/020.SS+011 | 25553 | 1533180 | SS | 22 | 17.6 | 21 | 16.8 | 400/230 | 31.8182 | Deutz | Olio | 2 | F3M 2011 | M | Stamford | 175 x 90 x 140 | 759 | 110 | 27 | 60
19028 | 20 | GE.DZ.021/020.TLC+011 | 32890 | 1973400 | TLC | 22 | 17.6 | 21 | 16.8 | 400/230 | 31.8182 | Deutz | Olio | 2 | F3M 2011 | M | Stamford | 195 x 90 x 220 | 962 | 1000 | 244 | 60
19201 | 20 | GE.DZA.021/020.BF+011 | 22913 | 1374780 | BF | 22 | 17.6 | 21 | 16.8 | 400/230 | 31.8182 | Deutz | Aria | 2 | F3L 2011 | M | Stamford | 148 x 88 x 122 | 542 | 90 | 22 | -
19200 | 20 | GE.DZA.021/020.SS+011 | 27588 | 1655280 | SS | 22 | 17.6 | 21 | 16.8 | 400/230 | 31.8182 | Deutz | Aria | 2 | F3L 2011 | M | Stamford | 175 x 90 x 140 | 737 | 110 | 27 | 61
19202 | 20 | GE.DZA.021/020.TLC+011 | 34925 | 2095500 | TLC | 22 | 17.6 | 21 | 16.8 | 400/230 | 31.8182 | Deutz | Aria | 2 | F3L 2011 | M | Stamford | 195 x 90 x 220 | 940 | 1000 | 244 | 61
19320 | 20 | GE.PK.022/020.BF+011 | 18326 | 1099560 | BF | 22 | 17.6 | 20 | 16 | 400/230 | 30.303 | Perkins | W50° | 0 | 404A-22G1 | M | Stamford | 148 x 88 x 122 | 542 | 90 | 23 | -
19321 | 20 | GE.PK.022/020.PRO+011 | 20273 | 1216380 | PRO | 22 | 17.6 | 20 | 16 | 400/230 | 30.303 | Perkins | W50° | 0 | 404A-22G1 | M | Stamford | 173 x 92 x 130 | 702 | 90 | 23 | 62
19319 | 20 | GE.PK.022/020.SS+011 | 22649 | 1358940 | SS | 22 | 17.6 | 20 | 16 | 400/230 | 30.303 | Perkins | W50° | 0 | 404A-22G1 | M | Stamford | 175 x 90 x 140 | 737 | 110 | 28 | 60
19322 | 20 | GE.PK.022/020.TLC+011 | 29590 | 1775400 | TLC | 22 | 17.6 | 20 | 16 | 400/230 | 30.303 | Perkins | W50° | 0 | 404A-22G1 | M | Stamford | 195 x 90 x 220 | 940 | 1000 | 250 | 60
35510 | 20 | GE.PKS5.021/020.SS+011 | 24959 | 1497540 | SS | 21 | 16.8 | 20 | 16 | 400/230 | 30.303 | Perkins | W50° | 5 | 404J-22G | M | Stamford | 175 x 90 x 140 | 737 | 110 | 28 | 60
34786 | 20 | GE.YAS5.022/020.BF+011 | 17941 | 1076460 | BF | 22 | 17.6 | 20 | 16 | 400/230 | 30.303 | Yanmar | W50° | 5 | 4TNV88-BIECS | M | Stamford | 148 x 88 x 122 | 472 | 90 | 23 | -
35586 | 20 | GE.YAS5.022/020.PRO+011 | 19844 | 1190640 | PRO | 22 | 17.6 | 20 | 16 | 400/230 | 30.303 | Yanmar | W50° | 5 | 4TNV88-BIECS | M | Stamford | 173 x 92 x 130 | 632 | 90 | 23 | 61
26985 | 20 | GE.YAS5.022/020.SS+011 | 22264 | 1335840 | SS | 22 | 17.6 | 20 | 16 | 400/230 | 30.303 | Yanmar | W50° | 5 | 4TNV88-BIECS | M | Stamford | 175 x 90 x 140 | 667 | 110 | 28 | 59
35587 | 20 | GE.YAS5.022/020.TLC+011 | 28578 | 1714680 | TLC | 22 | 17.6 | 20 | 16 | 400/230 | 30.303 | Yanmar | W50° | 5 | 4TNV88-BIECS | M | Stamford | 195 x 90 x 220 | 870 | 1000 | 250 | 59
36130 | 25 | GE.CU.030/027.BF+011 | 18194 | 1091640 | BF | 27 | 21.6 | 25 | 20 | 400/230 | 37.8788 | Cummins | W50° | 0 | x 2.5G2 | M | Stamford | 162 x 88 x 122 | 601 | 90 | 19 | -
19642 | 25 | GE.CU.030/027.PRO+011 | 20284 | 1217040 | PRO | 27 | 21.6 | 25 | 20 | 400/230 | 37.8788 | Cummins | W50° | 0 | x 2.5G2 | M | Stamford | 188 x 92 x 130 | 771 | 90 | 19 | 65
36129 | 25 | GE.CU.030/027.SS+011 | 23254 | 1395240 | SS | 27 | 21.6 | 25 | 20 | 400/230 | 37.8788 | Cummins | W50° | 0 | x 2.5G2 | M | Stamford | 190 x 90 x 150 | 853 | 110 | 23 | 63
35778 | 30 | GE.AI.033/030.BF+011 | 20614 | 1236840 | BF | 33 | 26.4 | 30 | 24 | 400/230 | 45.4545 | FPT | W50° | 0 | 80313 AM1P | E | Stamford | 162 x 88 x 122 | 741 | 90 | 17 | -
35779 | 30 | GE.AI.033/030.PRO+011 | 22517 | 1351020 | PRO | 33 | 26.4 | 30 | 24 | 400/230 | 45.4545 | FPT | W50° | 0 | 80313 AM1P | E | Stamford | 188 x 92 x 130 | 911 | 90 | 17 | 66
35777 | 30 | GE.AI.033/030.SS+011 | 25443 | 1526580 | SS | 33 | 26.4 | 30 | 24 | 400/230 | 45.4545 | FPT | W50° | 0 | 80313 AM1P | E | Stamford | 190 x 90 x 150 | 993 | 110 | 21 | 64
18431 | 30 | GE.BD.035/032.BF+011 | 17259 | 1035540 | BF | 35 | 28 | 32 | 25.6 | 400/230 | 48.4848 | Baudouin | W50° | 0 | 4M06G35/5 | E | Stamford | 162 x 88 x 122 | 661 | 90 | 17 | -
18432 | 30 | GE.BD.035/032.PRO+011 | 19393 | 1163580 | PRO | 35 | 28 | 32 | 25.6 | 400/230 | 48.4848 | Baudouin | W50° | 0 | 4M06G35/5 | E | Stamford | 188 x 92 x 130 | 831 | 90 | 17 | 65
18430 | 30 | GE.BD.035/032.SS+011 | 22407 | 1344420 | SS | 35 | 28 | 32 | 25.6 | 400/230 | 48.4848 | Baudouin | W50° | 0 | 4M06G35/5 | E | Stamford | 190 x 90 x 150 | 913 | 110 | 21 | 63
36313 | 30 | GE.BD.035/032.TLC+011 | 27489 | 1649340 | TLC | 35 | 28 | 32 | 25.6 | 400/230 | 48.4848 | Baudouin | W50° | 0 | 4M06G35/5 | E | Stamford | 195 x 90 x 220 | 1054 | 1000 | 186 | 63
34263 | 30 | GE.DWS5.032/030.SS+011 | 34320 | 2059200 | SS | 32 | 25.6 | 30 | 24 | 400/230 | 45.4545 | Doosan | W50° | 5 | D18 | E | Stamford | 190 x 90 x 150 | 868 | 110 | 20 | 64
19860 | 30 | GE.DZ.035/030.BF+011 | 23122 | 1387320 | BF | 35 | 28 | 30 | 24 | 400/230 | 45.4545 | Deutz | Olio | 2 | F4M 2011 | M | Stamford | 162 x 88 x 122 | 681 | 90 | 17 | -
19859 | 30 | GE.DZ.035/030.SS+011 | 28622 | 1717320 | SS | 35 | 28 | 30 | 24 | 400/230 | 45.4545 | Deutz | Olio | 2 | F4M 2011 | M | Stamford | 190 x 90 x 150 | 933 | 110 | 20 | 63
19861 | 30 | GE.DZ.035/030.TLC+011 | 34958 | 2097480 | TLC | 35 | 28 | 30 | 24 | 400/230 | 45.4545 | Deutz | Olio | 2 | F4M 2011 | M | Stamford | 195 x 90 x 220 | 1074 | 1000 | 179 | 63
20162 | 30 | GE.DZA.035/030.BF+011 | 25465 | 1527900 | BF | 35 | 28 | 30 | 24 | 400/230 | 45.4545 | Deutz | Aria | 2 | F4L 2011 | M | Stamford | 162 x 88 x 122 | 659 | 90 | 16 | -
20161 | 30 | GE.DZA.035/030.SS+011 | 31097 | 1865820 | SS | 35 | 28 | 30 | 24 | 400/230 | 45.4545 | Deutz | Aria | 2 | F4L 2011 | M | Stamford | 190 x 90 x 150 | 911 | 110 | 19 | 64
20163 | 30 | GE.DZA.035/030.TLC+011 | 37422 | 2245320 | TLC | 35 | 28 | 30 | 24 | 400/230 | 45.4545 | Deutz | Aria | 2 | F4L 2011 | M | Stamford | 225 x 110 x 215 | 1189 | 1000 | 170 | 64
19717 | 30 | GE.PK.034/031.BF+011 | 22231 | 1333860 | BF | 33 | 26.4 | 30 | 24 | 400/230 | 45.4545 | Perkins | W50° | 0 | 1103A-33G | M | Stamford | 162 x 88 x 122 | 784 | 90 | 17 | -
19718 | 30 | GE.PK.034/031.PRO+011 | 24629 | 1477740 | PRO | 33 | 26.4 | 30 | 24 | 400/230 | 45.4545 | Perkins | W50° | 0 | 1103A-33G | M | Stamford | 188 x 92 x 130 | 954 | 90 | 17 | 66
19716 | 30 | GE.PK.034/031.SS+011 | 27467 | 1648020 | SS | 33 | 26.4 | 30 | 24 | 400/230 | 45.4545 | Perkins | W50° | 0 | 1103A-33G | M | Stamford | 190 x 90 x 150 | 1036 | 110 | 20 | 64
19719 | 30 | GE.PK.034/031.TLC+011 | 33418 | 2005080 | TLC | 33 | 26.4 | 30 | 24 | 400/230 | 45.4545 | Perkins | W50° | 0 | 1103A-33G | M | Stamford | 195 x 90 x 220 | 1177 | 1000 | 179 | 64
15142 | 30 | GE.YA.037/033.BF+011 | 19701 | 1182060 | BF | 37 | 29.6 | 33 | 26.4 | 400/230 | 50 | Yanmar | W50° | 3A | 4TNV98 | M | Stamford | 162 x 88 x 122 | 623 | 90 | 18 | -
15143 | 30 | GE.YA.037/033.PRO+011 | 21846 | 1310760 | PRO | 37 | 29.6 | 33 | 26.4 | 400/230 | 50 | Yanmar | W50° | 3A | 4TNV98 | M | Stamford | 188 x 92 x 130 | 793 | 90 | 18 | 65
15141 | 30 | GE.YA.037/033.SS+011 | 24805 | 1488300 | SS | 37 | 29.6 | 33 | 26.4 | 400/230 | 50 | Yanmar | W50° | 3A | 4TNV98 | M | Stamford | 190 x 90 x 150 | 875 | 110 | 22 | 63
15145 | 30 | GE.YA.037/033.TLC+011 | 30690 | 1841400 | TLC | 37 | 29.6 | 33 | 26.4 | 400/230 | 50 | Yanmar | W50° | 3A | 4TNV98 | M | Stamford | 195 x 90 x 220 | 1016 | 1000 | 193 | 63
34330 | 30 | GE.YAS5.037/033.SS+011 | 36817 | 2209020 | SS | 37 | 29.6 | 33 | 26.4 | 400/230 | 50 | Yanmar | W50° | 5 | 4TNV98C-IYE | E | Stamford | 190 x 90 x 150 | 926 | 110 | 17 | 63
15320 | 40 | GE.BD.044/040.BF+011 | 18315 | 1098900 | BF | 44 | 35.2 | 40 | 32 | 400/230 | 60.6061 | Baudouin | W50° | 0 | 4M06G44/5 | E | Stamford | 162 x 88 x 122 | 687 | 90 | 14 | -
15321 | 40 | GE.BD.044/040.PRO+011 | 20471 | 1228260 | PRO | 44 | 35.2 | 40 | 32 | 400/230 | 60.6061 | Baudouin | W50° | 0 | 4M06G44/5 | E | Stamford | 188 x 92 x 130 | 857 | 90 | 14 | 67
15319 | 40 | GE.BD.044/040.SS+011 | 23441 | 1406460 | SS | 44 | 35.2 | 40 | 32 | 400/230 | 60.6061 | Baudouin | W50° | 0 | 4M06G44/5 | E | Stamford | 190 x 90 x 150 | 939 | 110 | 17 | 65
15437 | 40 | GE.DZ.044/040.BF+011 | 25366 | 1521960 | BF | 44 | 35.2 | 40 | 32 | 400/230 | 60.6061 | Deutz | Olio | 2 | BF4M 2011 | M | Stamford | 162 x 88 x 122 | 710 | 90 | 15 | -
15436 | 40 | GE.DZ.044/040.SS+011 | 30976 | 1858560 | SS | 44 | 35.2 | 40 | 32 | 400/230 | 60.6061 | Deutz | Olio | 2 | BF4M 2011 | M | Stamford | 190 x 90 x 150 | 962 | 110 | 18 | 64
15438 | 40 | GE.DZ.044/040.TLC+011 | 37290 | 2237400 | TLC | 44 | 35.2 | 40 | 32 | 400/230 | 60.6061 | Deutz | Olio | 2 | BF4M 2011 | M | Stamford | 225 x 110 x 215 | 1240 | 1000 | 157 | 64
25264 | 40 | GE.DZA.044/040.BF+011 | 28149 | 1688940 | BF | 42 | 33.6 | 40 | 32 | 400/230 | 60.6061 | Deutz | Aria | 2 | BF4L 2011 | M | Stamford | 162 x 88 x 122 | 702 | 90 | 11 | -
25263 | 40 | GE.DZA.044/040.SS+011 | 33891 | 2033460 | SS | 42 | 33.6 | 40 | 32 | 400/230 | 60.6061 | Deutz | Aria | 2 | BF4L 2011 | M | Stamford | 190 x 90 x 150 | 954 | 110 | 14 | 64
25265 | 40 | GE.DZA.044/040.TLC+011 | 40249 | 2414940 | TLC | 42 | 33.6 | 40 | 32 | 400/230 | 60.6061 | Deutz | Aria | 2 | BF4L 2011 | M | Stamford | 225 x 110 x 215 | 1232 | 1000 | 122 | 64
27048 | 40 | GE.YA.047/044.BF+011 | 21615 | 1296900 | BF | 47 | 37.6 | 44 | 35.2 | 400/230 | 66.6667 | Yanmar | W50° | 2 | 4TNV98T | M | Stamford | 162 x 88 x 122 | 659 | 90 | 13 | -
27049 | 40 | GE.YA.047/044.PRO+011 | 23760 | 1425600 | PRO | 47 | 37.6 | 44 | 35.2 | 400/230 | 66.6667 | Yanmar | W50° | 2 | 4TNV98T | M | Stamford | 188 x 92 x 130 | 829 | 90 | 13 | 65
27047 | 40 | GE.YA.047/044.SS+011 | 27115 | 1626900 | SS | 47 | 37.6 | 44 | 35.2 | 400/230 | 66.6667 | Yanmar | W50° | 2 | 4TNV98T | M | Stamford | 190 x 90 x 150 | 911 | 110 | 16 | 63
27050 | 40 | GE.YA.047/044.TLC+011 | 34199 | 2051940 | TLC | 47 | 37.6 | 44 | 35.2 | 400/230 | 66.6667 | Yanmar | W50° | 2 | 4TNV98T | M | Stamford | 225 x 110 x 215 | 1189 | 1000 | 143 | 63
34709 | 40 | GE.YA3A.047/044.BF+011 | 24277 | 1456620 | BF | 47 | 37.6 | 44 | 35.2 | 400/230 | 66.6667 | Yanmar | W50° | 3A | 4TNV98T ZGECS | E | Stamford | 162 x 88 x 122 | 676 | 90 | 13 | -
27185 | 40 | GE.YA3A.047/044.SS+011 | 29766 | 1785960 | SS | 47 | 37.6 | 44 | 35.2 | 400/230 | 66.6667 | Yanmar | W50° | 3A | 4TNV98T ZGECS | E | Stamford | 190 x 90 x 150 | 928 | 110 | 16 | 63
36093 | 40 | GE.YAS5.047/044.SS+011 | 38676 | 2320560 | SS | 44 | 35.2 | 40 | 32 | 400/230 | 60.6061 | Yanmar | W50° | 5 | 4TNV98CT-IYE | E | Stamford | 190 x 90 x 150 | 952 | 110 | 13 | 63
20474 | 50 | GE.AI.056/051.BF+011 | 25432 | 1525920 | BF | 55 | 44 | 50 | 40 | 400/230 | 75.7576 | FPT | W50° | 0 | N45AM2 | M | Stamford | 210 x 109 x 160 | 881 | 250 | 27 | -
20475 | 50 | GE.AI.056/051.PRO+011 | 28391 | 1703460 | PRO | 55 | 44 | 50 | 40 | 400/230 | 75.7576 | FPT | W50° | 0 | N45AM2 | M | Stamford | 251 x 112 x 164 | 1139 | 250 | 27 | 67
20473 | 50 | GE.AI.056/051.SS+011 | 31658 | 1899480 | SS | 55 | 44 | 50 | 40 | 400/230 | 75.7576 | FPT | W50° | 0 | N45AM2 | M | Stamford | 220 x 110 x 165 | 1182 | 250 | 27 | 65
20282 | 50 | GE.BD.055/050.BF+011 | 23188 | 1391280 | BF | 55 | 44 | 50 | 40 | 400/230 | 75.7576 | Baudouin | W50° | 0 | 4M06G55/5 | E | Stamford | 210 x 109 x 160 | 747 | 250 | 29 | -
20283 | 50 | GE.BD.055/050.PRO+011 | 26235 | 1574100 | PRO | 55 | 44 | 50 | 40 | 400/230 | 75.7576 | Baudouin | W50° | 0 | 4M06G55/5 | E | Stamford | 251 x 112 x 164 | 1005 | 250 | 29 | 67
20281 | 50 | GE.BD.055/050.SS+011 | 29612 | 1776720 | SS | 55 | 44 | 50 | 40 | 400/230 | 75.7576 | Baudouin | W50° | 0 | 4M06G55/5 | E | Stamford | 220 x 110 x 165 | 1048 | 250 | 29 | 65
34203 | 50 | GE.DWS5.052/050.SS+011 | 40106 | 2406360 | SS | 52 | 41.6 | 50 | 40 | 400/230 | 75.7576 | Doosan | W50° | 5 | D24 | E | Stamford | 220 x 110 x 165 | 1026 | 250 | 30 | 65
20378 | 50 | GE.DZA.050/047.BF+011 | 33770 | 2026200 | BF | 50 | 40 | 47 | 37.6 | 400/230 | 71.2121 | Deutz | Aria | 0 | F4L 914 | M | Stamford | 210 x 109 x 160 | 761 | 250 | 33 | -
20377 | 50 | GE.DZA.050/047.SS+011 | 40733 | 2443980 | SS | 50 | 40 | 47 | 37.6 | 400/230 | 71.2121 | Deutz | Aria | 0 | F4L 914 | M | Stamford | 220 x 110 x 165 | 1062 | 250 | 33 | 64
20379 | 50 | GE.DZA.050/047.TLC+011 | 47212 | 2832720 | TLC | 50 | 40 | 47 | 37.6 | 400/230 | 71.2121 | Deutz | Aria | 0 | F4L 914 | M | Stamford | 225 x 110 x 215 | 1239 | 1000 | 132 | 64
14797 | 50 | GE.PK.051/046.BF+011 | 26730 | 1603800 | BF | 50 | 40 | 45 | 36 | 400/230 | 68.1818 | Perkins | W50° | 0 | 1103A-33TG1 | M | Stamford | 210 x 109 x 160 | 952 | 250 | 31 | -
14798 | 50 | GE.PK.051/046.PRO+011 | 29799 | 1787940 | PRO | 50 | 40 | 45 | 36 | 400/230 | 68.1818 | Perkins | W50° | 0 | 1103A-33TG1 | M | Stamford | 251 x 112 x 164 | 1210 | 250 | 31 | 67
14796 | 50 | GE.PK.051/046.SS+011 | 33055 | 1983300 | SS | 50 | 40 | 45 | 36 | 400/230 | 68.1818 | Perkins | W50° | 0 | 1103A-33TG1 | M | Stamford | 220 x 110 x 165 | 1253 | 250 | 31 | 65
14799 | 50 | GE.PK.051/046.TLC+011 | 39149 | 2348940 | TLC | 50 | 40 | 45 | 36 | 400/230 | 68.1818 | Perkins | W50° | 0 | 1103A-33TG1 | M | Stamford | 225 x 110 x 215 | 1430 | 1000 | 122 | 65
26763 | 60 | GE.AI.066/060.BF+011 | 27357 | 1641420 | BF | 66 | 52.8 | 60 | 48 | 400/230 | 90.9091 | FPT | W50° | 2 - | N45SM1A | M | Stamford | 210 x 109 x 160 | 977 | 250 | 26 | -
26764 | 60 | GE.AI.066/060.PRO+011 | 30360 | 1821600 | PRO | 66 | 52.8 | 60 | 48 | 400/230 | 90.9091 | FPT | W50° | 2 - | N45SM1A | M | Stamford | 251 x 112 x 164 | 1235 | 250 | 26 | 67
26762 | 60 | GE.AI.066/060.SS+011 | 33649 | 2018940 | SS | 66 | 52.8 | 60 | 48 | 400/230 | 90.9091 | FPT | W50° | 2 - | N45SM1A | M | Stamford | 220 x 110 x 165 | 1278 | 250 | 26 | 65
34504 | 60 | GE.AI3A.066/060.BF+011 | 30151 | 1809060 | BF | 66 | 52.8 | 60 | 48 | 400/230 | 90.9091 | FPT | W50° | 3A - | N45SM1F | M | Stamford | 210 x 109 x 160 | 977 | 250 | 20 | -
16953 | 60 | GE.AI3A.066/060.SS+011 | 36432 | 2185920 | SS | 66 | 52.8 | 60 | 48 | 400/230 | 90.9091 | FPT | W50° | 3A - | N45SM1F | M | Stamford | 220 x 110 x 165 | 1278 | 250 | 20 | 65
35694 | 60 | GE.AIS5.061/060.SS+011 | 49687 | 2981220 | SS | 60 | 48 | 60 | 48 | 400/230 | 90.9091 | FPT | W50° | 5 | F34TEVP01.00 | E | Stamford | 260 x 110 x 168 | 1270 | 250 | 23 | 65
16702 | 60 | GE.BD.065/060.BF+011 | 24739 | 1484340 | BF | 66 | 52.8 | 60 | 48 | 400/230 | 90.9091 | Baudouin | W50° | 0 | 4M10G2D0/S | E | Stamford | 210 x 109 x 160 | 1129 | 250 | 23 | -
16703 | 60 | GE.BD.065/060.PRO+011 | 27698 | 1661880 | PRO | 66 | 52.8 | 60 | 48 | 400/230 | 90.9091 | Baudouin | W50° | 0 | 4M10G2D0/S | E | Stamford | 251 x 112 x 164 | 1387 | 250 | 23 | 69
16701 | 60 | GE.BD.065/060.SS+011 | 30976 | 1858560 | SS | 66 | 52.8 | 60 | 48 | 400/230 | 90.9091 | Baudouin | W50° | 0 | 4M10G2D0/S | E | Stamford | 260 x 110 x 168 | 1462 | 250 | 23 | 67
20574 | 60 | GE.DZ.066/060.BF+011 | 30844 | 1850640 | BF | 65 | 52 | 62 | 49.6 | 400/230 | 93.9394 | Deutz | Olio | 2 | BF4M 2011C | M | Stamford | 210 x 109 x 160 | 877 | 250 | 27 | -
20573 | 60 | GE.DZ.066/060.SS+011 | 37664 | 2259840 | SS | 65 | 52 | 62 | 49.6 | 400/230 | 93.9394 | Deutz | Olio | 2 | BF4M 2011C | M | Stamford | 220 x 110 x 165 | 1178 | 250 | 27 | 67
20575 | 60 | GE.DZ.066/060.TLC+011 | 44143 | 2648580 | TLC | 65 | 52 | 62 | 49.6 | 400/230 | 93.9394 | Deutz | Olio | 2 | BF4M 2011C | M | Stamford | 225 x 110 x 215 | 1355 | 1000 | 106 | 67
15694 | 60 | GE.DZA.066/060.BF+011 | 37422 | 2245320 | BF | 65 | 52 | 60 | 48 | 400/230 | 90.9091 | Deutz | Aria | 0 | F6L 912 | M | Stamford | 210 x 109 x 160 | 1042 | 250 | 26 | -
15693 | 60 | GE.DZA.066/060.SS+011 | 44572 | 2674320 | SS | 65 | 52 | 60 | 48 | 400/230 | 90.9091 | Deutz | Aria | 0 | F6L 912 | M | Stamford | 220 x 110 x 165 | 1343 | 250 | 26 | 68
15695 | 60 | GE.DZA.066/060.TLC+011 | 51073 | 3064380 | TLC | 65 | 52 | 60 | 48 | 400/230 | 90.9091 | Deutz | Aria | 0 | F6L 912 | M | Stamford | 225 x 110 x 215 | 1520 | 1000 | 103 | 68
15571 | 60 | GE.PK.067/061.BF+011 | 29194 | 1751640 | BF | 66 | 52.8 | 60 | 48 | 400/230 | 90.9091 | Perkins | W50° | 0 | 1103A-33TG2 | M | Stamford | 210 x 109 x 160 | 998 | 250 | 25 | -
15572 | 60 | GE.PK.067/061.PRO+011 | 31801 | 1908060 | PRO | 66 | 52.8 | 60 | 48 | 400/230 | 90.9091 | Perkins | W50° | 0 | 1103A-33TG2 | M | Stamford | 251 x 112 x 164 | 1256 | 250 | 25 | 67
15570 | 60 | GE.PK.067/061.SS+011 | 35629 | 2137740 | SS | 66 | 52.8 | 60 | 48 | 400/230 | 90.9091 | Perkins | W50° | 0 | 1103A-33TG2 | M | Stamford | 220 x 110 x 165 | 1299 | 250 | 25 | 65
15573 | 60 | GE.PK.067/061.TLC+011 | 41756 | 2505360 | TLC | 66 | 52.8 | 60 | 48 | 400/230 | 90.9091 | Perkins | W50° | 0 | 1103A-33TG2 | M | Stamford | 225 x 110 x 215 | 1476 | 1000 | 97 | 65
17279 | 60 | GE.PK3A.066/060.SS+011 | 38313 | 2298780 | SS | 66 | 52.8 | 60 | 48 | 400/230 | 90.9091 | Perkins | W50° | 3A | 1104D-44TG3 | M | Stamford | 220 x 110 x 165 | 1293 | 250 | 22 | 66
20744 | 80 | GE.AI.090/080.BF+011 | 30250 | 1815000 | BF | 90 | 72 | 80 | 64 | 400/230 | 121.2121 | FPT | W50° | 0 | N45SM3 | M | Stamford | 210 x 109 x 160 | 1120 | 250 | 17 | -
20745 | 80 | GE.AI.090/080.PRO+011 | 33451 | 2007060 | PRO | 90 | 72 | 80 | 64 | 400/230 | 121.2121 | FPT | W50° | 0 | N45SM3 | M | Stamford | 251 x 112 x 164 | 1378 | 250 | 17 | 69
20743 | 80 | GE.AI.090/080.SS+011 | 38038 | 2282280 | SS | 90 | 72 | 80 | 64 | 400/230 | 121.2121 | FPT | W50° | 0 | N45SM3 | M | Stamford | 260 x 110 x 168 | 1453 | 250 | 17 | 67
34672 | 80 | GE.AI3A.088/080.BF+011 | 37565 | 2253900 | BF | 88 | 70.4 | 80 | 64 | 400/230 | 121.2121 | FPT | W50° | 3A - | N45TE1P | E | Stamford | 210 x 109 x 160 | 1170 | 250 | 16 | -
26350 | 80 | GE.AI3A.088/080.SS+011 | 46354 | 2781240 | SS | 88 | 70.4 | 80 | 64 | 400/230 | 121.2121 | FPT | W50° | 3A - | N45TE1P | E | Stamford | 260 x 110 x 168 | 1503 | 250 | 16 | 66
35710 | 80 | GE.AIS5.090/085.SS+011 | 66594 | 3995640 | SS | 90 | 72 | 85 | 68 | 400/230 | 128.7879 | FPT | W50° | 5 | F36ETVP03.A85 | E | Stamford | 260 x 110 x 185 | 1455 | 250 | 20 | 66
15928 | 80 | GE.BD.090/082.BF+011 | 27269 | 1636140 | BF | 87 | 69.6 | 80 | 64 | 400/230 | 121.2121 | Baudouin | W50° | 0 | 4M10G88/5 | E | Stamford | 210 x 109 x 160 | 1114 | 250 | 19 | -
15929 | 80 | GE.BD.090/082.PRO+011 | 30217 | 1813020 | PRO | 87 | 69.6 | 80 | 64 | 400/230 | 121.2121 | Baudouin | W50° | 0 | 4M10G88/5 | E | Stamford | 251 x 112 x 164 | 1372 | 250 | 19 | 69
15927 | 80 | GE.BD.090/082.SS+011 | 35057 | 2103420 | SS | 87 | 69.6 | 80 | 64 | 400/230 | 121.2121 | Baudouin | W50° | 0 | 4M10G88/5 | E | Stamford | 260 x 110 x 168 | 1447 | 250 | 19 | 67
35016 | 80 | GE.DWS5.085/075.SS+011 | 64108 | 3846480 | SS | 85 | 68 | 75 | 60 | 400/230 | 113.6364 | Doosan | W50° | 5 | D34 | E | Stamford | 260 x 110 x 185 | 1563 | 250 | 18 | 67
20687 | 80 | GE.DZ.080/075.BF+011 | 36828 | 2209680 | BF | 81 | 64.8 | 76 | 60.8 | 400/230 | 115.1515 | Deutz | W50° | 2 | BF4M 2012 C | M | Stamford | 210 x 109 x 160 | 1117 | 250 | 22 | -
20686 | 80 | GE.DZ.080/075.SS+011 | 44957 | 2697420 | SS | 81 | 64.8 | 76 | 60.8 | 400/230 | 115.1515 | Deutz | W50° | 2 | BF4M 2012 C | M | Stamford | 260 x 110 x 168 | 1450 | 250 | 22 | 67
23679 | 80 | GE.DZA.080/073.BF+011 | 42328 | 2539680 | BF | 77 | 61.6 | 73 | 58.4 | 400/230 | 110.6061 | Deutz | Aria | 0 | F6L 914 | M | Stamford | 210 x 109 x 160 | 1074 | 250 | 21 | -
23678 | 80 | GE.DZA.080/073.SS+011 | 50721 | 3043260 | SS | 77 | 61.6 | 73 | 58.4 | 400/230 | 110.6061 | Deutz | Aria | 0 | F6L 914 | M | Stamford | 260 x 110 x 168 | 1407 | 250 | 21 | 67
15844 | 80 | GE.PK.088/080.BF+011 | 33418 | 2005080 | BF | 88 | 70.4 | 80 | 64 | 400/230 | 121.2121 | Perkins | W50° | 0 | 1104A-44TG2 | M | Stamford | 210 x 109 x 160 | 1194 | 250 | 18 | -
15845 | 80 | GE.PK.088/080.PRO+011 | 35882 | 2152920 | PRO | 88 | 70.4 | 80 | 64 | 400/230 | 121.2121 | Perkins | W50° | 0 | 1104A-44TG2 | M | Stamford | 251 x 112 x 164 | 1452 | 250 | 18 | 68
15843 | 80 | GE.PK.088/080.SS+011 | 40876 | 2452560 | SS | 88 | 70.4 | 80 | 64 | 400/230 | 121.2121 | Perkins | W50° | 0 | 1104A-44TG2 | M | Stamford | 260 x 110 x 168 | 1527 | 250 | 18 | 66
17743 | 80 | GE.PK3A.088/080.SS+011 | 50633 | 3037980 | SS | 88 | 70.4 | 80 | 64 | 400/230 | 121.2121 | Perkins | W50° | 3A | 1104D-E44TAG1 | E | Stamford | 260 x 110 x 168 | 1531 | 250 | 15 | 65
20827 | 80 | GE.VO.094/085.BF+011 | 36597 | 2195820 | BF | 95 | 76 | 85 | 68 | 400/230 | 128.7879 | Volvo | W50° | 2 | TAD 530 GE | M | Stamford | 210 x 109 x 160 | 1236 | 250 | 20 | -
20826 | 80 | GE.VO.094/085.SS+011 | 44198 | 2651880 | SS | 95 | 76 | 85 | 68 | 400/230 | 128.7879 | Volvo | W50° | 2 | TAD 530 GE | M | Stamford | 260 x 110 x 168 | 1569 | 250 | 20 | 66
26847 | 100 | GE.AI.110/100.BF+011 | 34254 | 2055240 | BF | 110 | 88 | 100 | 80 | 400/230 | 151.5152 | FPT | W50° | 2 - | N45TM2A | M | Stamford | 210 x 109 x 160 | 1193 | 250 | 16 | -
26848 | 100 | GE.AI.110/100.PRO+011 | 37554 | 2253240 | PRO | 110 | 88 | 100 | 80 | 400/230 | 151.5152 | FPT | W50° | 2 - | N45TM2A | M | Stamford | 251 x 112 x 164 | 1451 | 250 | 16 | 69
26846 | 100 | GE.AI.110/100.SS+011 | 41833 | 2509980 | SS | 110 | 88 | 100 | 80 | 400/230 | 151.5152 | FPT | W50° | 2 - | N45TM2A | M | Stamford | 260 x 110 x 168 | 1526 | 250 | 16 | 67
34724 | 100 | GE.AI3A.110/100.BF+011 | 40337 | 2420220 | BF | 110 | 88 | 100 | 80 | 400/230 | 151.5152 | FPT | W50° | 3A - | N45TE2P | E | Stamford | 210 x 109 x 160 | 1193 | 250 | 14 | -
18274 | 100 | GE.AI3A.110/100.SS+011 | 48191 | 2891460 | SS | 110 | 88 | 100 | 80 | 400/230 | 151.5152 | FPT | W50° | 3A - | N45TE2P | E | Stamford | 260 x 110 x 168 | 1526 | 250 | 14 | 67
35726 | 100 | GE.AIS5.110/100.SS+011 | 69443 | 4166580 | SS | 110 | 88 | 100 | 80 | 400/230 | 151.5152 | FPT | W50° | 5 | F36ETVP03.A94 | E | Stamford | 260 x 110 x 185 | 1478 | 250 | 15 | 67
15778 | 100 | GE.BD.110/100.BF+011 | 29403 | 1764180 | BF | 110 | 88 | 100 | 80 | 400/230 | 151.5152 | Baudouin | W50° | 0 | 4M10G6D0/S | E | Stamford | 210 x 109 x 160 | 1183 | 250 | 16 | -
15779 | 100 | GE.BD.110/100.PRO+011 | 32571 | 1954260 | PRO | 110 | 88 | 100 | 80 | 400/230 | 151.5152 | Baudouin | W50° | 0 | 4M10G6D0/S | E | Stamford | 251 x 112 x 164 | 1441 | 250 | 16 | 69
15777 | 100 | GE.BD.110/100.SS+011 | 36806 | 2208360 | SS | 110 | 88 | 100 | 80 | 400/230 | 151.5152 | Baudouin | W50° | 0 | 4M10G6D0/S | E | Stamford | 260 x 110 x 168 | 1516 | 250 | 16 | 67
16077 | 100 | GE.DZ.110/105.BF+011 | 40700 | 2442000 | BF | 108 | 86.4 | 102 | 81.6 | 400/230 | 154.5455 | Deutz | W50° | 2 | BF4M1013EC | M | Stamford | 210 x 109 x 160 | 1118 | 250 | 14 | -
16076 | 100 | GE.DZ.110/105.SS+011 | 49038 | 2942280 | SS | 108 | 86.4 | 102 | 81.6 | 400/230 | 154.5455 | Deutz | W50° | 2 | BF4M1013EC | M | Stamford | 260 x 110 x 168 | 1451 | 250 | 14 | 66
25686 | 100 | GE.DZA.110/100.BF+011 | 58003 | 3480180 | BF | 105 | 84 | 100 | 80 | 400/230 | 151.5152 | Deutz | Aria | 2 | BF6L 914 | M | Stamford | 210 x 109 x 160 | 1156 | 250 | 15 | -
25685 | 100 | GE.DZA.110/100.SS+011 | 63866 | 3831960 | SS | 105 | 84 | 100 | 80 | 400/230 | 151.5152 | Deutz | Aria | 2 | BF6L 914 | M | Stamford | 260 x 110 x 168 | 1489 | 250 | 15 | 67
16012 | 100 | GE.PK.110/100.BF+011 | 37015 | 2220900 | BF | 110 | 88 | 100 | 80 | 400/230 | 151.5152 | Perkins | W50° | 2 | 1104C-44TAG2 | E | Stamford | 210 x 109 x 160 | 1228 | 250 | 15 | -
16013 | 100 | GE.PK.110/100.PRO+011 | 39820 | 2389200 | PRO | 110 | 88 | 100 | 80 | 400/230 | 151.5152 | Perkins | W50° | 2 | 1104C-44TAG2 | E | Stamford | 251 x 112 x 164 | 1486 | 250 | 15 | 69
16011 | 100 | GE.PK.110/100.SS+011 | 44605 | 2676300 | SS | 110 | 88 | 100 | 80 | 400/230 | 151.5152 | Perkins | W50° | 2 | 1104C-44TAG2 | E | Stamford | 260 x 110 x 168 | 1561 | 250 | 15 | 67
34602 | 100 | GE.PK3A.110/100.BF+011 | 43461 | 2607660 | BF | 110 | 88 | 100 | 80 | 400/230 | 151.5152 | Perkins | W50° | 3A | 1104D-E44TAG2 | E | Stamford | 210 x 109 x 160 | 1228 | 250 | 13 | -
17303 | 100 | GE.PK3A.110/100.SS+011 | 51216 | 3072960 | SS | 110 | 88 | 100 | 80 | 400/230 | 151.5152 | Perkins | W50° | 3A | 1104D-E44TAG2 | E | Stamford | 260 x 110 x 168 | 1561 | 250 | 13 | 67
20883 | 100 | GE.VO.110/100.BF+011 | 37939 | 2276340 | BF | 110 | 88 | 100 | 80 | 400/230 | 151.5152 | Volvo | W50° | 2 | TAD 531 GE | M | Stamford | 210 x 109 x 160 | 1259 | 250 | 16 | -
20882 | 100 | GE.VO.110/100.SS+011 | 45562 | 2733720 | SS | 110 | 88 | 100 | 80 | 400/230 | 151.5152 | Volvo | W50° | 2 | TAD 531 GE | M | Stamford | 260 x 110 x 168 | 1592 | 250 | 16 | 65
34594 | 100 | GE.VO3A.110/100.BF+011 | 41723 | 2503380 | BF | 110 | 88 | 100 | 80 | 400/230 | 151.5152 | Volvo | W50° | 3A | TAD 551 GE | E | Stamford | 210 x 109 x 160 | 1346 | 250 | 14 | -
18334 | 100 | GE.VO3A.110/100.SS+011 | 48345 | 2900700 | SS | 110 | 88 | 100 | 80 | 400/230 | 151.5152 | Volvo | W50° | 3A | TAD 551 GE | E | Stamford | 260 x 110 x 168 | 1679 | 250 | 14 | 65
19129 | 130 | GE.AI.131/120.BF+011 | 37895 | 2273700 | BF | 135 | 108 | 120 | 96 | 400/230 | 181.8182 | FPT | W50° | 0 | N45TM3 | M | Stamford | 263 x 118 x 185 | 1337 | 250 | 12 | -
19130 | 130 | GE.AI.131/120.PRO+011 | 42746 | 2564760 | PRO | 135 | 108 | 120 | 96 | 400/230 | 181.8182 | FPT | W50° | 0 | N45TM3 | M | Stamford | 320 x 122 x 208 | 1759 | 250 | 12 | 68
19128 | 130 | GE.AI.131/120.SS+011 | 51029 | 3061740 | SS | 135 | 108 | 120 | 96 | 400/230 | 181.8182 | FPT | W50° | 0 | N45TM3 | M | Stamford | 340 x 120 x 195 | 2067 | 400 | 19 | 66
16802 | 130 | GE.BD.150/135.BF+011 | 36399 | 2183940 | BF | 150 | 120 | 135 | 108 | 400/230 | 204.5455 | Baudouin | W50° | 0 | 6M11G150/5 | E | Stamford | 263 x 118 x 185 | 1543 | 250 | 11 | -
16803 | 130 | GE.BD.150/135.PRO+011 | 41998 | 2519880 | PRO | 150 | 120 | 135 | 108 | 400/230 | 204.5455 | Baudouin | W50° | 0 | 6M11G150/5 | E | Stamford | 320 x 122 x 208 | 1965 | 250 | 11 | 69
16801 | 130 | GE.BD.150/135.SS+011 | 49896 | 2993760 | SS | 150 | 120 | 135 | 108 | 400/230 | 204.5455 | Baudouin | W50° | 0 | 6M11G150/5 | E | Stamford | 340 x 120 x 195 | 2273 | 400 | 18 | 67
21051 | 130 | GE.CU.150/135.BF+011 | 42515 | 2550900 | BF | 150 | 120 | 136 | 108.8 | 400/230 | 206.0606 | Cummins | W50° | 0 | 6BTAA5.9G6 | E | Stamford | 263 x 118 x 185 | 1553 | 250 | 10 | -
21050 | 130 | GE.CU.150/135.SS+011 | 56122 | 3367320 | SS | 150 | 120 | 136 | 108.8 | 400/230 | 206.0606 | Cummins | W50° | 0 | 6BTAA5.9G6 | E | Stamford | 340 x 120 x 195 | 2283 | 400 | 16 | 68
16121 | 130 | GE.DZ.130/120.BF+011 | 46563 | 2793780 | BF | 140 | 112 | 130 | 104 | 400/230 | 196.9697 | Deutz | W50° | 2 | BF4M1013FC | E | Stamford | 263 x 118 x 185 | 1269 | 250 | 14 | -
16120 | 130 | GE.DZ.130/120.SS+011 | 60456 | 3627360 | SS | 140 | 112 | 130 | 104 | 400/230 | 196.9697 | Deutz | W50° | 2 | BF4M1013FC | E | Stamford | 340 x 120 x 195 | 1999 | 400 | 22 | 67
20932 | 130 | GE.PK.151/137.BF+011 | 47773 | 2866380 | BF | 150 | 120 | 135 | 108 | 400/230 | 204.5455 | Perkins | W50° | 0 | 1106A-70TG1 | M | Stamford | 263 x 118 x 185 | 1560 | 250 | 12 | -
20933 | 130 | GE.PK.151/137.PRO+011 | 53262 | 3195720 | PRO | 150 | 120 | 135 | 108 | 400/230 | 204.5455 | Perkins | W50° | 0 | 1106A-70TG1 | M | Stamford | 320 x 122 x 208 | 1982 | 250 | 12 | 69
20931 | 130 | GE.PK.151/137.SS+011 | 61380 | 3682800 | SS | 150 | 120 | 135 | 108 | 400/230 | 204.5455 | Perkins | W50° | 0 | 1106A-70TG1 | M | Stamford | 340 x 120 x 195 | 2290 | 400 | 18 | 67
20992 | 130 | GE.VO.150/135.BF+011 | 43263 | 2595780 | BF | 144 | 115.2 | 130 | 104 | 400/230 | 196.9697 | Volvo | W50° | 2 | TAD 532 GE | E | Stamford | 263 x 118 x 185 | 1503 | 250 | 12 | -
20993 | 130 | GE.VO.150/135.PRO+011 | 48246 | 2894760 | PRO | 144 | 115.2 | 130 | 104 | 400/230 | 196.9697 | Volvo | W50° | 2 | TAD 532 GE | E | Stamford | 320 x 122 x 208 | 1925 | 250 | 12 | 68
20991 | 130 | GE.VO.150/135.SS+011 | 56485 | 3389100 | SS | 144 | 115.2 | 130 | 104 | 400/230 | 196.9697 | Volvo | W50° | 2 | TAD 532 GE | E | Stamford | 340 x 120 x 195 | 2233 | 400 | 20 | 66
34572 | 130 | GE.VO3A.150/135.BF+011 | 51150 | 3069000 | BF | 144 | 115.2 | 130 | 104 | 400/230 | 196.9697 | Volvo | W50° | 3A | TAD 750 GE | E | Stamford | 263 x 118 x 185 | 1833 | 250 | 11 | -
16977 | 130 | GE.VO3A.150/135.SS+011 | 64581 | 3874860 | SS | 144 | 115.2 | 130 | 104 | 400/230 | 196.9697 | Volvo | W50° | 3A | TAD 750 GE | E | Stamford | 340 x 120 x 195 | 2563 | 400 | 18 | 67
25425 | 150 | GE.AI.176/165.BF+011 | 43373 | 2602380 | BF | 176 | 140.8 | 165 | 132 | 400/230 | 250 | FPT | W50° | 0 | N67TM4 | M | Stamford | 263 x 118 x 185 | 1532 | 250 | 9 | -
25426 | 150 | GE.AI.176/165.PRO+011 | 49115 | 2946900 | PRO | 176 | 140.8 | 165 | 132 | 400/230 | 250 | FPT | W50° | 0 | N67TM4 | M | Stamford | 320 x 122 x 208 | 1954 | 250 | 9 | 70
25424 | 150 | GE.AI.176/165.SS+011 | 57134 | 3428040 | SS | 176 | 140.8 | 165 | 132 | 400/230 | 250 | FPT | W50° | 0 | N67TM4 | M | Stamford | 340 x 120 x 195 | 2262 | 400 | 14 | 68
34766 | 150 | GE.AI3A.165/150.BF+011 | 52261 | 3135660 | BF | 165 | 132 | 150 | 120 | 400/230 | 227.2727 | FPT | W50° | 3A | N67TE1PV | E | Stamford | 263 x 118 x 185 | 1552 | 250 | 9 | -
26386 | 150 | GE.AI3A.165/150.SS+011 | 65208 | 3912480 | SS | 165 | 132 | 150 | 120 | 400/230 | 227.2727 | FPT | W50° | 3A | N67TE1PV | E | Stamford | 340 x 120 x 195 | 2282 | 400 | 15 | 68
35742 | 150 | GE.AIS5.165/155.SS+011 | 103466 | 6207960 | SS | 165 | 132 | 155 | 124 | 400/230 | 234.8485 | FPT | W50° | 5 | N67TEVP06.00 | E | Stamford | 380 x 120 x 215 | 2341 | 400 | 17 | 68
25775 | 150 | GE.BD.165/150.BF+011 | 39523 | 2371380 | BF | 165 | 132 | 150 | 120 | 400/230 | 227.2727 | Baudouin | W50° | 0 | 6M11G165/5 | E | Stamford | 263 x 118 x 185 | 1581 | 250 | 10 | -
25776 | 150 | GE.BD.165/150.PRO+011 | 45265 | 2715900 | PRO | 165 | 132 | 150 | 120 | 400/230 | 227.2727 | Baudouin | W50° | 0 | 6M11G165/5 | E | Stamford | 320 x 122 x 208 | 2003 | 250 | 10 | 70
25774 | 150 | GE.BD.165/150.SS+011 | 53185 | 3191100 | SS | 165 | 132 | 150 | 120 | 400/230 | 227.2727 | Baudouin | W50° | 0 | 6M11G165/5 | E | Stamford | 340 x 120 x 195 | 2311 | 400 | 15 | 68
17675 | 150 | GE.CU.176/160.BF+011 | 49379 | 2962740 | BF | 170 | 136 | 155 | 124 | 400/230 | 234.8485 | Cummins | W50° | 0 | 6BTAA5.9G7 | E | Stamford | 263 x 118 x 185 | 1591 | 250 | 9 | -
17674 | 150 | GE.CU.176/160.SS+011 | 64097 | 3845820 | SS | 170 | 136 | 155 | 124 | 400/230 | 234.8485 | Cummins | W50° | 0 | 6BTAA5.9G7 | E | Stamford | 340 x 120 x 195 | 2321 | 400 | 14 | 68
21266 | 150 | GE.PK.166/150.BF+011 | 51920 | 3115200 | BF | 165 | 132 | 150 | 120 | 400/230 | 227.2727 | Perkins | W50° | 0 | 1106A-70TAG2 | M | Stamford | 263 x 118 x 185 | 1661 | 250 | 11 | -
21267 | 150 | GE.PK.166/150.PRO+011 | 56617 | 3397020 | PRO | 165 | 132 | 150 | 120 | 400/230 | 227.2727 | Perkins | W50° | 0 | 1106A-70TAG2 | M | Stamford | 320 x 122 x 208 | 2083 | 250 | 11 | 69
21265 | 150 | GE.PK.166/150.SS+011 | 63690 | 3821400 | SS | 165 | 132 | 150 | 120 | 400/230 | 227.2727 | Perkins | W50° | 0 | 1106A-70TAG2 | M | Stamford | 340 x 120 x 195 | 2391 | 400 | 17 | 67
17520 | 150 | GE.VO.165/150.BF+011 | 48928 | 2935680 | BF | 165 | 132 | 150 | 120 | 400/230 | 227.2727 | Volvo | W50° | 2 | TAD 731 GE | M | Stamford | 263 x 118 x 185 | 1664 | 250 | 10 | -
17521 | 150 | GE.VO.165/150.PRO+011 | 52635 | 3158100 | PRO | 165 | 132 | 150 | 120 | 400/230 | 227.2727 | Volvo | W50° | 2 | TAD 731 GE | M | Stamford | 343 x 122 x 208 | 2137 | 250 | 10 | 69
17519 | 150 | GE.VO.165/150.SS+011 | 61072 | 3664320 | SS | 165 | 132 | 150 | 120 | 400/230 | 227.2727 | Volvo | W50° | 2 | TAD 731 GE | M | Stamford | 340 x 120 x 195 | 2394 | 400 | 16 | 67
34550 | 150 | GE.VO3A.165/150.BF+011 | 54186 | 3251160 | BF | 165 | 132 | 150 | 120 | 400/230 | 227.2727 | Volvo | W50° | 3A | TAD 751 GE | E | Stamford | 263 x 118 x 185 | 1871 | 250 | 9 | -
17597 | 150 | GE.VO3A.165/150.SS+011 | 66913 | 4014780 | SS | 165 | 132 | 150 | 120 | 400/230 | 227.2727 | Volvo | W50° | 3A | TAD 751 GE | E | Stamford | 340 x 120 x 195 | 2601 | 400 | 15 | 67
26421 | 180 | GE.AI3A.190/170.SS+011 | 71247 | 4274820 | SS | 190 | 152 | 170 | 136 | 400/230 | 257.5758 | FPT | W50° | 3A | N67TE2PV | E | Stamford | 380 x 120 x 215 | 2388 | 400 | 13 | 68
21395 | 180 | GE.VO.205/185.BF+011 | 56265 | 3375900 | BF | 205 | 164 | 185 | 148 | 400/230 | 280.303 | Volvo | W50° | 2 | TAD 732 GE | E | Stamford | 285 x 118 x 185 | 1801 | 250 | 9 | -
21394 | 180 | GE.VO.205/185.SS+011 | 70444 | 4226640 | SS | 205 | 164 | 185 | 148 | 400/230 | 280.303 | Volvo | W50° | 2 | TAD 732 GE | E | Stamford | 380 x 120 x 215 | 2596 | 400 | 14 | 68
16174 | 200 | GE.AI.221/201.BF+011 | 53713 | 3222780 | BF | 220 | 176 | 200 | 160 | 400/230 | 303.0303 | FPT | W50° | 0 | N67TM7 | M | Stamford | 285 x 118 x 185 | 1663 | 250 | 7 | -
16175 | 200 | GE.AI.221/201.PRO+011 | 58630 | 3517800 | PRO | 220 | 176 | 200 | 160 | 400/230 | 303.0303 | FPT | W50° | 0 | N67TM7 | M | Stamford | 343 x 122 x 208 | 2126 | 250 | 7 | 70
16173 | 200 | GE.AI.221/201.SS+011 | 67903 | 4074180 | SS | 220 | 176 | 200 | 160 | 400/230 | 303.0303 | FPT | W50° | 0 | N67TM7 | M | Stamford | 380 x 120 x 215 | 2458 | 400 | 11 | 68
34744 | 200 | GE.AI3A.220/200.BF+011 | 59675 | 3580500 | BF | 220 | 176 | 200 | 160 | 400/230 | 303.0303 | FPT | W50° | 3A - | NEF67TE3PV | E | Stamford | 285 x 118 x 185 | 1636 | 250 | 7 | -
17839 | 200 | GE.AI3A.220/200.SS+011 | 74371 | 4462260 | SS | 220 | 176 | 200 | 160 | 400/230 | 303.0303 | FPT | W50° | 3A - | NEF67TE3PV | E | Stamford | 380 x 120 x 215 | 2431 | 400 | 11 | 68
35766 | 200 | GE.AIS5.220/200.SS+011 | 111727 | 6703620 | SS | 224 | 179.2 | 200 | 160 | 400/230 | 303.0303 | FPT | W50° | 5 | N67TEVP05.00 | E | Stamford | 380 x 120 x 215 | 2442 | 400 | 13 | 68
25865 | 200 | GE.BD.220/200.BF+011 | 47564 | 2853840 | BF | 220 | 176 | 200 | 160 | 400/230 | 303.0303 | Baudouin | W50° | 0 | 6M16G220/5 | E | Stamford | 285 x 118 x 185 | 2115 | 250 | 8 | -
25866 | 200 | GE.BD.220/200.PRO+011 | 52822 | 3169320 | PRO | 220 | 176 | 200 | 160 | 400/230 | 303.0303 | Baudouin | W50° | 0 | 6M16G220/5 | E | Stamford | 370 x 122 x 209 | 2578 | 250 | 8 | 70
25864 | 200 | GE.BD.220/200.SS+011 | 61897 | 3713820 | SS | 220 | 176 | 200 | 160 | 400/230 | 303.0303 | Baudouin | W50° | 0 | 6M16G220/5 | E | Stamford | 380 x 120 x 215 | 2910 | 400 | 13 | 68
21586 | 200 | GE.DW.220/200.BF+011 | 52987 | 3179220 | BF | 225 | 180 | 200 | 160 | 400/230 | 303.0303 | Doosan | W43° | 2 | P086TI | E | Stamford | 285 x 118 x 185 | 1901 | 250 | 8 | -
21587 | 200 | GE.DW.220/200.PRO+011 | 58443 | 3506580 | PRO | 225 | 180 | 200 | 160 | 400/230 | 303.0303 | Doosan | W43° | 2 | P086TI | E | Stamford | 343 x 122 x 208 | 2364 | 250 | 8 | 70
21585 | 200 | GE.DW.220/200.SS+011 | 67793 | 4067580 | SS | 225 | 180 | 200 | 160 | 400/230 | 303.0303 | Doosan | W43° | 2 | P086TI | E | Stamford | 380 x 120 x 215 | 2696 | 400 | 13 | 68
21537 | 200 | GE.DZ.225/205.BF+011 | 63734 | 3824040 | BF | 226 | 180.8 | 205 | 164 | 400/230 | 310.6061 | Deutz | W50° | 2 | BF6M 1013FCG3 | E | Stamford | 285 x 118 x 185 | 1650 | 250 | 8 | -
21536 | 200 | GE.DZ.225/205.SS+011 | 79563 | 4773780 | SS | 226 | 180.8 | 205 | 164 | 400/230 | 310.6061 | Deutz | W50° | 2 | BF6M 1013FCG3 | E | Stamford | 380 x 120 x 215 | 2445 | 400 | 12 | 67
21518 | 200 | GE.PK.220/200.BF+011 | 59532 | 3571920 | BF | 220 | 176 | 200 | 160 | 400/230 | 303.0303 | Perkins | W50° | 0 | 1106A-70TAG4 | E | Stamford | 285 x 118 x 185 | 1792 | 250 | 8 | -
21519 | 200 | GE.PK.220/200.PRO+011 | 64471 | 3868260 | PRO | 220 | 176 | 200 | 160 | 400/230 | 303.0303 | Perkins | W50° | 0 | 1106A-70TAG4 | E | Stamford | 343 x 122 x 208 | 2255 | 250 | 8 | 70
21517 | 200 | GE.PK.220/200.SS+011 | 74250 | 4455000 | SS | 220 | 176 | 200 | 160 | 400/230 | 303.0303 | Perkins | W50° | 0 | 1106A-70TAG4 | E | Stamford | 380 x 120 x 215 | 2587 | 400 | 12 | 68
21452 | 200 | GE.VO.225/205.BF+011 | 58817 | 3529020 | BF | 225 | 180 | 205 | 164 | 400/230 | 310.6061 | Volvo | W50° | 2 | TAD 733 GE | E | Stamford | 285 x 118 x 185 | 1962 | 250 | 8 | -
21453 | 200 | GE.VO.225/205.PRO+011 | 63228 | 3793680 | PRO | 225 | 180 | 205 | 164 | 400/230 | 310.6061 | Volvo | W50° | 2 | TAD 733 GE | E | Stamford | 343 x 122 x 208 | 2425 | 250 | 8 | 70
21451 | 200 | GE.VO.225/205.SS+011 | 73282 | 4396920 | SS | 225 | 180 | 205 | 164 | 400/230 | 310.6061 | Volvo | W50° | 2 | TAD 733 GE | E | Stamford | 380 x 120 x 215 | 2757 | 400 | 13 | 68
34652 | 200 | GE.VO3A.225/205.BF+011 | 64537 | 3872220 | BF | 220 | 176 | 200 | 160 | 400/230 | 303.0303 | Volvo | W50° | 3A | TAD 753 GE | E | Stamford | 285 x 118 x 185 | 2016 | 250 | 8 | -
17887 | 200 | GE.VO3A.225/205.SS+011 | 78155 | 4689300 | SS | 220 | 176 | 200 | 160 | 400/230 | 303.0303 | Volvo | W50° | 3A | TAD 753 GE | E | Stamford | 380 x 120 x 215 | 2811 | 400 | 12 | 68
21652 | 250 | GE.AI.275/250.BF+011 | 61633 | 3697980 | BF | 275 | 220 | 250 | 200 | 400/230 | 378.7879 | FPT | W50° | 0 | N67TE8P | E | Stamford | 285 x 118 x 185 | 1793 | 250 | 7 | -
21653 | 250 | GE.AI.275/250.PRO+011 | 66539 | 3992340 | PRO | 275 | 220 | 250 | 200 | 400/230 | 378.7879 | FPT | W50° | 0 | N67TE8P | E | Stamford | 343 x 122 x 208 | 2256 | 250 | 7 | 71
21651 | 250 | GE.AI.275/250.SS+011 | 75713 | 4542780 | SS | 275 | 220 | 250 | 200 | 400/230 | 378.7879 | FPT | W50° | 0 | N67TE8P | E | Stamford | 380 x 120 x 215 | 2588 | 400 | 11 | 69
35082 | 250 | GE.BD.250/225.BF+011 | 52261 | 3135660 | BF | 250 | 200 | 225 | 180 | 400/230 | 340.9091 | Baudouin | W50° | 0 | 6M16G250/5 | E | Stamford | 285 x 118 x 185 | 2216 | 250 | 7 | -
35083 | 250 | GE.BD.250/225.PRO+011 | 57508 | 3450480 | PRO | 250 | 200 | 225 | 180 | 400/230 | 340.9091 | Baudouin | W50° | 0 | 6M16G250/5 | E | Stamford | 370 x 122 x 209 | 2679 | 250 | 7 | 70
35081 | 250 | GE.BD.250/225.SS+011 | 66792 | 4007520 | SS | 250 | 200 | 225 | 180 | 400/230 | 340.9091 | Baudouin | W50° | 0 | 6M16G250/5 | E | Stamford | 380 x 120 x 215 | 3011 | 400 | 11 | 68
21742 | 250 | GE.BD.275/250.BF+011 | 54175 | 3250500 | BF | 275 | 220 | 250 | 200 | 400/230 | 378.7879 | Baudouin | W50° | 0 | 6M16G6D0/S | E | Stamford | 285 x 118 x 185 | 2216 | 250 | 6 | -
21743 | 250 | GE.BD.275/250.PRO+011 | 59598 | 3575880 | PRO | 275 | 220 | 250 | 200 | 400/230 | 378.7879 | Baudouin | W50° | 0 | 6M16G6D0/S | E | Stamford | 370 x 122 x 209 | 2679 | 250 | 6 | 70
21741 | 250 | GE.BD.275/250.SS+011 | 68849 | 4130940 | SS | 275 | 220 | 250 | 200 | 400/230 | 378.7879 | Baudouin | W50° | 0 | 6M16G6D0/S | E | Stamford | 380 x 120 x 215 | 3011 | 400 | 10 | 68
16328 | 250 | GE.DW.250/230.BF+011 | 56210 | 3372600 | BF | 250 | 200 | 230 | 184 | 400/230 | 348.4848 | Doosan | W43° | 2 | DP086LA | E | Stamford | 285 x 118 x 185 | 2002 | 250 | 7 | -
16329 | 250 | GE.DW.250/230.PRO+011 | 61094 | 3665640 | PRO | 250 | 200 | 230 | 184 | 400/230 | 348.4848 | Doosan | W43° | 2 | DP086LA | E | Stamford | 343 x 122 x 208 | 2465 | 250 | 7 | 71
16327 | 250 | GE.DW.250/230.SS+011 | 70378 | 4222680 | SS | 250 | 200 | 230 | 184 | 400/230 | 348.4848 | Doosan | W43° | 2 | DP086LA | E | Stamford | 380 x 120 x 215 | 2797 | 400 | 11 | 69
21803 | 250 | GE.DZ.275/250.BF+011 | 71687 | 4301220 | BF | 279 | 223.2 | 250 | 200 | 400/230 | 378.7879 | Deutz | W50° | 2 | TCD 2013 L06 4V | E | Stamford | 285 x 118 x 185 | 2101 | 250 | 7 | -
21802 | 250 | GE.DZ.275/250.SS+011 | 87736 | 5264160 | SS | 279 | 223.2 | 250 | 200 | 400/230 | 378.7879 | Deutz | W50° | 2 | TCD 2013 L06 4V | E | Stamford | 380 x 120 x 215 | 2896 | 400 | 10 | 68
21718 | 250 | GE.PK.275/250.BF+011 | 75988 | 4559280 | BF | 275 | 220 | 250 | 200 | 400/230 | 378.7879 | Perkins | W50° | 0 | 1206A-E70TTAG3 | E | Stamford | 285 x 118 x 185 | 1910 | 250 | 7 | -
21719 | 250 | GE.PK.275/250.PRO+011 | 80267 | 4816020 | PRO | 275 | 220 | 250 | 200 | 400/230 | 378.7879 | Perkins | W50° | 0 | 1206A-E70TTAG3 | E | Stamford | 343 x 122 x 208 | 2373 | 250 | 7 | 70
21717 | 250 | GE.PK.275/250.SS+011 | 88946 | 5336760 | SS | 275 | 220 | 250 | 200 | 400/230 | 378.7879 | Perkins | W50° | 0 | 1206A-E70TTAG3 | E | Stamford | 380 x 120 x 215 | 2705 | 400 | 10 | 68
26450 | 250 | GE.SCS5.275/250.SS+011 | 135938 | 8156280 | SS | 275 | 220 | 250 | 200 | 400/230 | 378.7879 | Scania | W50° | 5 | DC09 320A 02-61 | E | Stamford | 410 x 150 x 230 | 3345 | 600 | 16 | 68
16245 | 250 | GE.VO.275/250.BF+011 | 64977 | 3898620 | BF | 275 | 220 | 250 | 200 | 400/230 | 378.7879 | Volvo | W50° | 2 | TAD 734 GE | E | Stamford | 285 x 118 x 185 | 2053 | 250 | 7 | -
16246 | 250 | GE.VO.275/250.PRO+011 | 69201 | 4152060 | PRO | 275 | 220 | 250 | 200 | 400/230 | 378.7879 | Volvo | W50° | 2 | TAD 734 GE | E | Stamford | 343 x 122 x 208 | 2516 | 250 | 7 | 70
16244 | 250 | GE.VO.275/250.SS+011 | 79684 | 4781040 | SS | 275 | 220 | 250 | 200 | 400/230 | 378.7879 | Volvo | W50° | 2 | TAD 734 GE | E | Stamford | 380 x 120 x 215 | 2848 | 400 | 10 | 68
34460 | 250 | GE.VO3A.275/250.BF+011 | 73282 | 4396920 | BF | 275 | 220 | 250 | 200 | 400/230 | 378.7879 | Volvo | W50° | 3A | TAD 754 GE | E | Stamford | 285 x 118 x 185 | 2117 | 250 | 6 | -
17085 | 250 | GE.VO3A.275/250.SS+011 | 86889 | 5213340 | SS | 275 | 220 | 250 | 200 | 400/230 | 378.7879 | Volvo | W50° | 3A | TAD 754 GE | E | Stamford | 380 x 120 x 215 | 2912 | 400 | 10 | 68
25388 | 275 | GE.DW.300/275.BF+011 | 70268 | 4216080 | BF | 300 | 240 | 275 | 220 | 400/230 | 416.6667 | Doosan | W43° | 2 | P126TI | E | Stamford | 300 x 135 x 190 | 2594 | 400 | 10 | -
25387 | 275 | GE.DW.300/275.SS+011 | 89034 | 5342040 | SS | 300 | 240 | 275 | 220 | 400/230 | 416.6667 | Doosan | W43° | 2 | P126TI | E | Stamford | 410 x 150 x 230 | 3449 | 600 | 14 | 70
21995 | 300 | GE.AI.332/305.BF+011 | 72787 | 4367220 | BF | 332 | 265.6 | 305 | 244 | 400/230 | 462.1212 | FPT | W50° | 0 | C87TE4 | E | Stamford | 305 x 135 x 166 | 2726 | 400 | 8 | -
27618 | 300 | GE.AI.332/305.PRO+011 | 82335 | 4940100 | PRO | 332 | 265.6 | 305 | 244 | 400/230 | 462.1212 | FPT | W50° | 0 | C87TE4 | E | Stamford | 395 x 154 x 220 | 3721 | 560 | 11 | 71
21994 | 300 | GE.AI.332/305.SS+011 | 90882 | 5452920 | SS | 332 | 265.6 | 305 | 244 | 400/230 | 462.1212 | FPT | W50° | 0 | C87TE4 | E | Stamford | 410 x 150 x 230 | 3581 | 600 | 12 | 69
34934 | 300 | GE.AI3A.335/300.BF+011 | 84832 | 5089920 | BF | 335 | 268 | 300 | 240 | 400/230 | 454.5455 | FPT | W50° | 3A - | C87TE1PV | E | Stamford | 305 x 135 x 166 | 2731 | 400 | 8 | -
18322 | 300 | GE.AI3A.335/300.SS+011 | 101321 | 6079260 | SS | 335 | 268 | 300 | 240 | 400/230 | 454.5455 | FPT | W50° | 3A - | C87TE1PV | E | Stamford | 410 x 150 x 230 | 3586 | 600 | 11 | 69
21847 | 300 | GE.BD.340/310.BF+011 | 64482 | 3868920 | BF | 350 | 280 | 320 | 256 | 400/230 | 484.8485 | Baudouin | W50° | 0 | 6M16G350/5 | E | Stamford | 300 x 135 x 161 | 2700 | 400 | 8 | -
27574 | 300 | GE.BD.340/310.PRO+011 | 73590 | 4415400 | PRO | 350 | 280 | 320 | 256 | 400/230 | 484.8485 | Baudouin | W50° | 0 | 6M16G350/5 | E | Stamford | 395 x 154 x 220 | 3695 | 560 | 11 | 72
21846 | 300 | GE.BD.340/310.SS+011 | 82027 | 4921620 | SS | 350 | 280 | 320 | 256 | 400/230 | 484.8485 | Baudouin | W50° | 0 | 6M16G350/5 | E | Stamford | 410 x 150 x 230 | 3555 | 600 | 12 | 70
22039 | 300 | GE.CU.346/301.BF+011 | 93555 | 5613300 | BF | 330 | 264 | 300 | 240 | 400/230 | 454.5455 | Cummins | W50° | 0 | QSL9G5 | E | Stamford | 300 x 135 x 188 | 2513 | 400 | 9 | -
22038 | 300 | GE.CU.346/301.SS+011 | 113905 | 6834300 | SS | 330 | 264 | 300 | 240 | 400/230 | 454.5455 | Cummins | W50° | 0 | QSL9G5 | E | Stamford | 410 x 150 x 230 | 3368 | 600 | 14 | 69
22143 | 300 | GE.DW.340/310.BF+011 | 70092 | 4205520 | BF | 335 | 268 | 300 | 240 | 400/230 | 454.5455 | Doosan | W43° | 0 | P126TI-II | E | Stamford | 300 x 135 x 190 | 2594 | 400 | 9 | -
36919 | 300 | GE.DW.340/310.PRO+011 | 79772 | 4786320 | PRO | 335 | 268 | 300 | 240 | 400/230 | 454.5455 | Doosan | W43° | 0 | P126TI-II | E | Stamford | 395 x 154 x 220 | 3589 | 560 | 12 | 71
22142 | 300 | GE.DW.340/310.SS+011 | 88484 | 5309040 | SS | 335 | 268 | 300 | 240 | 400/230 | 454.5455 | Doosan | W43° | 0 | P126TI-II | E | Stamford | 410 x 150 x 230 | 3449 | 600 | 13 | 69
27941 | 300 | GE.DZ.350/315.BF+011 | 104379 | 6262740 | BF | 350 | 280 | 315 | 252 | 400/230 | 477.2727 | Deutz | W50° | 2 | BF6M 1015 C G1 | E | Stamford | 300 x 135 x 206 | 2503 | 400 | 8 | -
27940 | 300 | GE.DZ.350/315.SS+011 | 125378 | 7522680 | SS | 350 | 280 | 315 | 252 | 400/230 | 477.2727 | Deutz | W50° | 2 | BF6M 1015 C G1 | E | Stamford | 410 x 150 x 230 | 3358 | 600 | 12 | 68
21951 | 300 | GE.PK.335/300.BF+011 | 98109 | 5886540 | BF | 335 | 268 | 300 | 240 | 400/230 | 454.5455 | Perkins | W50° | 0 | 1506A-E88TAG5 | E | Stamford | 300 x 135 x 180 | 2807 | 400 | 9 | -
27552 | 300 | GE.PK.335/300.PRO+011 | 108196 | 6491760 | PRO | 335 | 268 | 300 | 240 | 400/230 | 454.5455 | Perkins | W50° | 0 | 1506A-E88TAG5 | E | Stamford | 395 x 154 x 220 | 3802 | 560 | 12 | 71
21950 | 300 | GE.PK.335/300.SS+011 | 117645 | 7058700 | SS | 335 | 268 | 300 | 240 | 400/230 | 454.5455 | Perkins | W50° | 0 | 1506A-E88TAG5 | E | Stamford | 410 x 150 x 230 | 3662 | 600 | 13 | 69
27922 | 300 | GE.SC.335/304.BF+011 | 77627 | 4657620 | BF | 350 | 280 | 320 | 256 | 400/230 | 484.8485 | Scania | W50° | 0 | DC09 072A 02 13 | E | Stamford | 300 x 135 x 194 | 2773 | 400 | 9 | -
27923 | 300 | GE.SC.335/304.PRO+011 | 86757 | 5205420 | PRO | 350 | 280 | 320 | 256 | 400/230 | 484.8485 | Scania | W50° | 0 | DC09 072A 02 13 | E | Stamford | 395 x 154 x 220 | 3768 | 560 | 13 | 69
27921 | 300 | GE.SC.335/304.SS+011 | 95359 | 5721540 | SS | 350 | 280 | 320 | 256 | 400/230 | 484.8485 | Scania | W50° | 0 | DC09 072A 02 13 | E | Stamford | 410 x 150 x 230 | 3628 | 600 | 13 | 67
18418 | 300 | GE.SCS5.330/300.SS+011 | 146135 | 8768100 | SS | 330 | 264 | 300 | 240 | 400/230 | 454.5455 | Scania | W50° | 5 | DC09 320A 02-63 | E | Stamford | 410 x 150 x 230 | 3828 | 600 | 13 | 67
35628 | 300 | GE.VO.320/300.BF+011 | 76164 | 4569840 | BF | 320 | 256 | 300 | 240 | 400/230 | 454.5455 | Volvo | W50° | 2 | TAD 842 GE | E | Stamford | 300 x 135 x 180 | 2487 | 400 | 9 | -
35627 | 300 | GE.VO.320/300.SS+011 | 94050 | 5643000 | SS | 320 | 256 | 300 | 240 | 400/230 | 454.5455 | Volvo | W50° | 2 | TAD 842 GE | E | Stamford | 380 x 120 x 215 | 3022 | 400 | 9 | 67
22075 | 300 | GE.VO.360/325.BF+011 | 81422 | 4885320 | BF | 350 | 280 | 320 | 256 | 400/230 | 484.8485 | Volvo | W50° | 2 | TAD 843 GE | E | Stamford | 300 x 135 x 180 | 2659 | 400 | 8 | -
22074 | 300 | GE.VO.360/325.SS+011 | 99517 | 5971020 | SS | 350 | 280 | 320 | 256 | 400/230 | 484.8485 | Volvo | W50° | 2 | TAD 843 GE | E | Stamford | 410 x 150 x 230 | 3514 | 600 | 12 | 67
34822 | 300 | GE.VO3A.360/325.BF+011 | 87362 | 5241720 | BF | 360 | 288 | 325 | 260 | 400/230 | 492.4242 | Volvo | W50° | 3A | TAD 1351 GE | E | Stamford | 300 x 135 x 180 | 3300 | 400 | 8 | -
17369 | 300 | GE.VO3A.360/325.SS+011 | 105303 | 6318180 | SS | 360 | 288 | 325 | 260 | 400/230 | 492.4242 | Volvo | W50° | 3A | TAD 1351 GE | E | Stamford | 410 x 150 x 230 | 4155 | 600 | 12 | 67
26918 | 350 | GE.AI.385/350.BF+011 | 84359 | 5061540 | BF | 385 | 308 | 350 | 280 | 400/230 | 530.303 | FPT | W50° | 2 | C13TE2A | E | Stamford | 300 x 135 x 174 | 2956 | 400 | 8 | -
27504 | 350 | GE.AI.385/350.PRO+011 | 93984 | 5639040 | PRO | 385 | 308 | 350 | 280 | 400/230 | 530.303 | FPT | W50° | 2 | C13TE2A | E | Stamford | 395 x 154 x 220 | 3951 | 560 | 10 | 71
26917 | 350 | GE.AI.385/350.SS+011 | 102817 | 6169020 | SS | 385 | 308 | 350 | 280 | 400/230 | 530.303 | FPT | W50° | 2 | C13TE2A | E | Stamford | 410 x 150 x 230 | 3811 | 600 | 11 | 69
16725 | 350 | GE.BD.385/350.BF+011 | 75515 | 4530900 | BF | 385 | 308 | 350 | 280 | 400/230 | 530.303 | Baudouin | W50° | 0 | 6M21G400/5 | E | Stamford | 302 x 135 x 165 | 2911 | 400 | 7 | -
27526 | 350 | GE.BD.385/350.PRO+011 | 84887 | 5093220 | PRO | 385 | 308 | 350 | 280 | 400/230 | 530.303 | Baudouin | W50° | 0 | 6M21G400/5 | E | Stamford | 395 x 154 x 220 | 3906 | 560 | 10 | 72
16724 | 350 | GE.BD.385/350.SS+011 | 93731 | 5623860 | SS | 385 | 308 | 350 | 280 | 400/230 | 530.303 | Baudouin | W50° | 0 | 6M21G400/5 | E | Stamford | 410 x 150 x 230 | 3766 | 600 | 10 | 70
22239 | 350 | GE.DW.400/365.BF+011 | 82555 | 4953300 | BF | 405 | 324 | 365 | 292 | 400/230 | 553.0303 | Doosan | W43° | 0 | DP126LB | E | Stamford | 300 x 135 x 215 | 2777 | 400 | 8 | -
22238 | 350 | GE.DW.400/365.SS+011 | 100716 | 6042960 | SS | 405 | 324 | 365 | 292 | 400/230 | 553.0303 | Doosan | W43° | 0 | DP126LB | E | Stamford | 410 x 150 x 230 | 3632 | 600 | 11 | 70
22419 | 350 | GE.DZ.390/350.BF+011 | 106942 | 6416520 | BF | 390 | 312 | 350 | 280 | 400/230 | 530.303 | Deutz | W50° | 2 | BF6M 1015 C G2 | E | Stamford | 300 x 135 x 170 | 2587 | 400 | 8 | -
22418 | 350 | GE.DZ.390/350.SS+011 | 128095 | 7685700 | SS | 390 | 312 | 350 | 280 | 400/230 | 530.303 | Deutz | W50° | 2 | BF6M 1015 C G2 | E | Stamford | 470 x 180 x 250 | 4227 | 1150 | 21 | 69
22299 | 350 | GE.PK.400/350.BF+011 | 106623 | 6397380 | BF | 400 | 320 | 350 | 280 | 400/230 | 530.303 | Perkins | W50° | 0 | 2206A-E13TAG2 | E | Stamford | 320 x 135 x 202 | 3243 | 400 | 8 | -
27482 | 350 | GE.PK.400/350.PRO+011 | 116897 | 7013820 | PRO | 400 | 320 | 350 | 280 | 400/230 | 530.303 | Perkins | W50° | 0 | 2206A-E13TAG2 | E | Stamford | 395 x 154 x 220 | 4238 | 560 | 11 | 71
22298 | 350 | GE.PK.400/350.SS+011 | 126698 | 7601880 | SS | 400 | 320 | 350 | 280 | 400/230 | 530.303 | Perkins | W50° | 0 | 2206A-E13TAG2 | E | Stamford | 410 x 150 x 230 | 4098 | 600 | 12 | 69
18358 | 350 | GE.SCS5.385/350.SS+011 | 166936 | 10016160 | SS | 385 | 308 | 350 | 280 | 400/230 | 530.303 | Scania | W50° | 5 | DC13 320A 02-61 | E | Stamford | 470 x 180 x 250 | 5037 | 1150 | 23 | 68
22359 | 350 | GE.VO.375/350.BF+011 | 89848 | 5390880 | BF | 375 | 300 | 350 | 280 | 400/230 | 530.303 | Volvo | W50° | 2 | TAD 1342 GE | E | Stamford | 300 x 135 x 180 | 3300 | 400 | 8 | -
22358 | 350 | GE.VO.375/350.SS+011 | 108383 | 6502980 | SS | 375 | 300 | 350 | 280 | 400/230 | 530.303 | Volvo | W50° | 2 | TAD 1342 GE | E | Stamford | 410 x 150 x 230 | 4155 | 600 | 12 | 68
34800 | 350 | GE.VO3A.375/350.BF+011 | 94017 | 5641020 | BF | 400 | 320 | 364 | 291.2 | 400/230 | 551.5152 | Volvo | W50° | 3A | TAD 1352 GE | E | Stamford | 300 x 135 x 173 | 3275 | 400 | 7 | -
17139 | 350 | GE.VO3A.375/350.SS+011 | 112937 | 6776220 | SS | 400 | 320 | 364 | 291.2 | 400/230 | 551.5152 | Volvo | W50° | 3A | TAD 1352 GE | E | Stamford | 410 x 150 x 230 | 4130 | 600 | 11 | 68
22571 | 375 | GE.DZ.410/380.BF+011 | 114037 | 6842220 | BF | 412 | 329.6 | 380 | 304 | 400/230 | 575.7576 | Deutz | W50° | 2 | BF6M 1015CP | E | Stamford | 300 x 135 x 170 | 2737 | 400 | 7 | -
22570 | 375 | GE.DZ.410/380.SS+011 | 135487 | 8129220 | SS | 412 | 329.6 | 380 | 304 | 400/230 | 575.7576 | Deutz | W50° | 2 | BF6M 1015CP | E | Stamford | 470 x 180 x 250 | 4377 | 1150 | 20 | 69
22511 | 375 | GE.SC.410/375.BF+011 | 82346 | 4940760 | BF | 410 | 328 | 375 | 300 | 400/230 | 568.1818 | Scania | W50° | 0 | DC13 072A 02 11 | E | Stamford | 300 x 135 x 170 | 3194 | 400 | 8 | -
27702 | 375 | GE.SC.410/375.PRO+011 | 91916 | 5514960 | PRO | 410 | 328 | 375 | 300 | 400/230 | 568.1818 | Scania | W50° | 0 | DC13 072A 02 11 | E | Stamford | 395 x 154 x 220 | 4189 | 560 | 11 | 70
22510 | 375 | GE.SC.410/375.SS+011 | 100936 | 6056160 | SS | 410 | 328 | 375 | 300 | 400/230 | 568.1818 | Scania | W50° | 0 | DC13 072A 02 11 | E | Stamford | 410 x 150 x 230 | 4049 | 600 | 12 | 68
22451 | 375 | GE.VO.410/375.BF+011 | 91817 | 5509020 | BF | 410 | 328 | 375 | 300 | 400/230 | 568.1818 | Volvo | W50° | 2 | TAD 1343 GE | E | Stamford | 305 x 135 x 180 | 3436 | 400 | 8 | -
22450 | 375 | GE.VO.410/375.SS+011 | 110539 | 6632340 | SS | 410 | 328 | 375 | 300 | 400/230 | 568.1818 | Volvo | W50° | 2 | TAD 1343 GE | E | Stamford | 410 x 150 x 230 | 4291 | 600 | 11 | 68
22631 | 400 | GE.AI.440/400.BF+011 | 90750 | 5445000 | BF | 440 | 352 | 400 | 320 | 400/230 | 606.0606 | FPT | W50° | 2 - | C13TE3A | E | Stamford | 305 x 135 x 186 | 3155 | 400 | 6 | -
27658 | 400 | GE.AI.440/400.PRO+011 | 100617 | 6037020 | PRO | 440 | 352 | 400 | 320 | 400/230 | 606.0606 | FPT | W50° | 2 - | C13TE3A | E | Stamford | 395 x 154 x 220 | 4135 | 560 | 8 | 71
22630 | 400 | GE.AI.440/400.SS+011 | 109186 | 6551160 | SS | 440 | 352 | 400 | 320 | 400/230 | 606.0606 | FPT | W50° | 2 - | C13TE3A | E | Stamford | 410 x 150 x 230 | 3995 | 600 | 9 | 69
34900 | 400 | GE.AI3A.440/400.BF+011 | 105446 | 6326760 | BF | 440 | 352 | 400 | 320 | 400/230 | 606.0606 | FPT | W50° | 3A - | C13TE2F | E | Stamford | 305 x 135 x 186 | 3155 | 400 | 5 | -
26534 | 400 | GE.AI3A.440/400.SS+011 | 121253 | 7275180 | SS | 440 | 352 | 400 | 320 | 400/230 | 606.0606 | FPT | W50° | 3A - | C13TE2F | E | Stamford | 410 x 150 x 230 | 3995 | 600 | 8 | 69
22751 | 400 | GE.BD.440/400.BF+011 | 78331 | 4699860 | BF | 440 | 352 | 400 | 320 | 400/230 | 606.0606 | Baudouin | W50° | 0 | 6M21G440/5 | E | Stamford | 312 x 135 x 165 | 3116 | 400 | 7 | -
27680 | 400 | GE.BD.440/400.PRO+011 | 87692 | 5261520 | PRO | 440 | 352 | 400 | 320 | 400/230 | 606.0606 | Baudouin | W50° | 0 | 6M21G440/5 | E | Stamford | 395 x 154 x 220 | 4096 | 560 | 9 | 71
22750 | 400 | GE.BD.440/400.SS+011 | 96217 | 5773020 | SS | 440 | 352 | 400 | 320 | 400/230 | 606.0606 | Baudouin | W50° | 0 | 6M21G440/5 | E | Stamford | 410 x 150 x 230 | 3956 | 600 | 10 | 69
25978 | 400 | GE.DW.460/420.BF+011 | 90167 | 5410020 | BF | 470 | 376 | 410 | 328 | 400/230 | 621.2121 | Doosan | W43° | 0 | P158 LE | E | Stamford | 312 x 135 x 220 | 3176 | 400 | 7 | -
25977 | 400 | GE.DW.460/420.SS+011 | 109329 | 6559740 | SS | 470 | 376 | 410 | 328 | 400/230 | 621.2121 | Doosan | W43° | 0 | P158 LE | E | Stamford | 470 x 180 x 250 | 4801 | 1150 | 18 | 71
16381 | 400 | GE.PK.450/400.BF+011 | 109681 | 6580860 | BF | 450 | 360 | 400 | 320 | 400/230 | 606.0606 | Perkins | W50° | 0 | 2206A-E13TAG3 | E | Stamford | 320 x 135 x 202 | 3354 | 400 | 7 | -
27746 | 400 | GE.PK.450/400.PRO+011 | 120153 | 7209180 | PRO | 450 | 360 | 400 | 320 | 400/230 | 606.0606 | Perkins | W50° | 0 | 2206A-E13TAG3 | E | Stamford | 395 x 154 x 220 | 4334 | 560 | 10 | 71
16380 | 400 | GE.PK.450/400.SS+011 | 129558 | 7773480 | SS | 450 | 360 | 400 | 320 | 400/230 | 606.0606 | Perkins | W50° | 0 | 2206A-E13TAG3 | E | Stamford | 415 x 150 x 230 | 4244 | 600 | 10 | 69
22691 | 400 | GE.SC.456/413.BF+011 | 85965 | 5157900 | BF | 450 | 360 | 410 | 328 | 400/230 | 621.2121 | Scania | W50° | 0 | DC13 072A 02 12 | E | Stamford | 327 x 135 x 195 | 3306 | 400 | 7 | -
27636 | 400 | GE.SC.456/413.PRO+011 | 95029 | 5701740 | PRO | 450 | 360 | 410 | 328 | 400/230 | 621.2121 | Scania | W50° | 0 | DC13 072A 02 12 | E | Stamford | 395 x 154 x 220 | 4286 | 560 | 10 | 70
22690 | 400 | GE.SC.456/413.SS+011 | 103730 | 6223800 | SS | 450 | 360 | 410 | 328 | 400/230 | 621.2121 | Scania | W50° | 0 | DC13 072A 02 12 | E | Stamford | 410 x 150 x 230 | 4146 | 600 | 11 | 68
34884 | 400 | GE.SC3A.440/400.BF+011 | 104247 | 6254820 | BF | 440 | 352 | 400 | 320 | 400/230 | 606.0606 | Scania | W50° | 3A | DC13 071A 02 02 | E | Stamford | 327 x 135 x 195 | 2956 | 400 | 7 | -
34433 | 400 | GE.SC3A.440/400.SS+011 | 123332 | 7399920 | SS | 440 | 352 | 400 | 320 | 400/230 | 606.0606 | Scania | W50° | 3A | DC13 071A 02 02 | E | Stamford | 410 x 150 x 230 | 3796 | 600 | 10 | 72
18031 | 400 | GE.SCS5.440/400.SS+011 | 168542 | 10112520 | SS | 440 | 352 | 400 | 320 | 400/230 | 606.0606 | Scania | W50° | 5 | DC13 320A 02-62 | E | Stamford | 470 x 180 x 250 | 5181 | 1150 | 22 | 68
22811 | 400 | GE.VO.450/410.BF+011 | 98054 | 5883240 | BF | 450 | 360 | 410 | 328 | 400/230 | 621.2121 | Volvo | W50° | 2 | TAD 1344 GE | E | Stamford | 305 x 135 x 180 | 3451 | 400 | 7 | -
34369 | 400 | GE.VO.450/410.PRO+011 | 107129 | 6427740 | PRO | 450 | 360 | 410 | 328 | 400/230 | 621.2121 | Volvo | W50° | 2 | TAD 1344 GE | E | Stamford | 395 x 154 x 220 | 4431 | 560 | 10 | 70
22810 | 400 | GE.VO.450/410.SS+011 | 116952 | 7017120 | SS | 450 | 360 | 410 | 328 | 400/230 | 621.2121 | Volvo | W50° | 2 | TAD 1344 GE | E | Stamford | 410 x 150 x 230 | 4291 | 600 | 10 | 68
34908 | 400 | GE.VO3A.450/410.BF+011 | 105116 | 6306960 | BF | 440 | 352 | 400 | 320 | 400/230 | 606.0606 | Volvo | W50° | 3A | TAD 1355 GE | E | Stamford | 305 x 135 x 180 | 3426 | 400 | 7 | -
17941 | 400 | GE.VO3A.450/410.SS+011 | 124344 | 7460640 | SS | 440 | 352 | 400 | 320 | 400/230 | 606.0606 | Volvo | W50° | 3A | TAD 1355 GE | E | Stamford | 410 x 150 x 230 | 4266 | 600 | 10 | 68
23179 | 450 | GE.AI.500/450.BF+011 | 107800 | 6468000 | BF | 500 | 400 | 450 | 360 | 400/230 | 681.8182 | FPT | W50° | 0 | C13TE6W | E | Stamford | 350 x 150 x 180 | 3342 | 400 | 6 | -
36039 | 450 | GE.AI.500/450.PRO+011 | 119163 | 7149780 | PRO | 500 | 400 | 450 | 360 | 400/230 | 681.8182 | FPT | W50° | 0 | C13TE6W | E | Stamford | 395 x 154 x 220 | 4322 | 560 | 8 | 73
23178 | 450 | GE.AI.500/450.SS+011 | 133287 | 7997220 | SS | 500 | 400 | 450 | 360 | 400/230 | 681.8182 | FPT | W50° | 0 | C13TE6W | E | Stamford | 470 x 180 x 250 | 4967 | 1150 | 16 | 71
22871 | 450 | GE.BD.500/450.BF+011 | 94028 | 5641680 | BF | 500 | 400 | 450 | 360 | 400/230 | 681.8182 | Baudouin | W50° | 0 | 6M21G500/5 | E | Stamford | 350 x 150 x 165 | 3216 | 400 | 6 | -
22870 | 450 | GE.BD.500/450.SS+011 | 119856 | 7191360 | SS | 500 | 400 | 450 | 360 | 400/230 | 681.8182 | Baudouin | W50° | 0 | 6M21G500/5 | E | Stamford | 470 x 180 x 250 | 4841 | 1150 | 17 | 72
23047 | 450 | GE.DW.500/460.BF+011 | 97680 | 5860800 | BF | 510 | 408 | 450 | 360 | 400/230 | 681.8182 | Doosan | W43° | 0 | DP158 LCF | E | Stamford | 350 x 150 x 190 | 3611 | 400 | 6 | -
23046 | 450 | GE.DW.500/460.SS+011 | 124938 | 7496280 | SS | 510 | 408 | 450 | 360 | 400/230 | 681.8182 | Doosan | W43° | 0 | DP158 LCF | E | Stamford | 470 x 180 x 250 | 5236 | 1150 | 16 | 72
22959 | 450 | GE.DZ.480/450.BF+011 | 123310 | 7398600 | BF | 480 | 384 | 450 | 360 | 400/230 | 681.8182 | Deutz | W50° | 2 | BF8M 1015CG1 | E | Stamford | 350 x 152 x 218 | 3065 | 400 | 6 | -
22958 | 450 | GE.DZ.480/450.SS+011 | 151448 | 9086880 | SS | 480 | 384 | 450 | 360 | 400/230 | 681.8182 | Deutz | W50° | 2 | BF8M 1015CG1 | E | Stamford | 470 x 180 x 250 | 4690 | 1150 | 17 | 71
23003 | 450 | GE.MT3A.500/450.BF+011 | 136697 | 8201820 | BF | 500 | 400 | 450 | 360 | 400/230 | 681.8182 | MTU | W50° | 3A | 10V 1600 G10F | E | Stamford | 350 x 150 x 210 | 3666 | 400 | 6 | -
23002 | 450 | GE.MT3A.500/450.SS+011 | 165495 | 9929700 | SS | 500 | 400 | 450 | 360 | 400/230 | 681.8182 | MTU | W50° | 3A | 10V 1600 G10F | E | Stamford | 470 x 180 x 250 | 5291 | 1150 | 16 | 70
23091 | 450 | GE.PK.500/450.BF+011 | 124839 | 7490340 | BF | 500 | 400 | 455 | 364 | 400/230 | 689.3939 | Perkins | W50° | 0 | 2506A-E15TAG1 | E | Stamford | 350 x 150 x 197 | 3740 | 400 | 6 | -
23090 | 450 | GE.PK.500/450.SS+011 | 151690 | 9101400 | SS | 500 | 400 | 455 | 364 | 400/230 | 689.3939 | Perkins | W50° | 0 | 2506A-E15TAG1 | E | Stamford | 470 x 180 x 250 | 5365 | 1150 | 16 | 70
22915 | 450 | GE.SC.503/456.BF+011 | 93720 | 5623200 | BF | 503 | 402.4 | 450 | 360 | 400/230 | 681.8182 | Scania | W50° | 0 | DC13 072A 02 13 | E | Stamford | 350 x 150 x 166 | 3336 | 400 | 7 | -
27768 | 450 | GE.SC.503/456.PRO+011 | 104456 | 6267360 | PRO | 503 | 402.4 | 450 | 360 | 400/230 | 681.8182 | Scania | W50° | 0 | DC13 072A 02 13 | E | Stamford | 395 x 154 x 220 | 4316 | 560 | 9 | 73
22914 | 450 | GE.SC.503/456.SS+011 | 119669 | 7180140 | SS | 503 | 402.4 | 450 | 360 | 400/230 | 681.8182 | Scania | W50° | 0 | DC13 072A 02 13 | E | Stamford | 410 x 150 x 230 | 4176 | 600 | 10 | 71
26581 | 450 | GE.SCS5.500/450.SS+011 | 180708 | 10842480 | SS | 495 | 396 | 450 | 360 | 400/230 | 681.8182 | Scania | W50° | 5 | DC13 320A 02-63 | E | Stamford | 470 x 180 x 250 | 5211 | 1150 | 20 | 70
23135 | 450 | GE.VO.500/450.BF+011 | 111100 | 6666000 | BF | 500 | 400 | 450 | 360 | 400/230 | 681.8182 | Volvo | W50° | 2 | TAD 1345 GE | E | Stamford | 350 x 150 x 177 | 3481 | 400 | 6 | -
23134 | 450 | GE.VO.500/450.SS+011 | 137522 | 8251320 | SS | 500 | 400 | 450 | 360 | 400/230 | 681.8182 | Volvo | W50° | 2 | TAD 1345 GE | E | Stamford | 430 x 150 x 230 | 4351 | 600 | 9 | 71
34862 | 450 | GE.VO3A.510/460.BF+011 | 125972 | 7558320 | BF | 500 | 400 | 455 | 364 | 400/230 | 689.3939 | Volvo | W50° | 3A | TAD 1650 GE | E | Stamford | 350 x 150 x 200 | 3606 | 400 | 6 | -
17698 | 450 | GE.VO3A.510/460.SS+011 | 149413 | 8964780 | SS | 500 | 400 | 455 | 364 | 400/230 | 689.3939 | Volvo | W50° | 3A | TAD 1650 GE | E | Stamford | 470 x 180 x 250 | 5231 | 1150 | 15 | 70
23275 | 500 | GE.AI.550/500.BF+011 | 112431 | 6745860 | BF | 550 | 440 | 500 | 400 | 400/230 | 757.5758 | FPT | W50° | 0 | C13TE7W | E | Stamford | 350 x 150 x 180 | 3445 | 400 | 5 | -
36065 | 500 | GE.AI.550/500.PRO+011 | 123926 | 7435560 | PRO | 550 | 440 | 500 | 400 | 400/230 | 757.5758 | FPT | W50° | 0 | C13TE7W | E | Stamford | 395 x 154 x 220 | 4395 | 560 | 7 | 72
23274 | 500 | GE.AI.550/500.SS+011 | 138336 | 8300160 | SS | 550 | 440 | 500 | 400 | 400/230 | 757.5758 | FPT | W50° | 0 | C13TE7W | E | Stamford | 470 x 180 x 250 | 5040 | 1150 | 15 | 70
35888 | 500 | GE.BD.550/500.BF+011 | 100320 | 6019200 | BF | 550 | 440 | 500 | 400 | 400/230 | 757.5758 | Baudouin | W50° | 0 | 6M21G550/5 | E | Stamford | 350 x 150 x 200 | 3295 | 400 | 6 | -
35887 | 500 | GE.BD.550/500.SS+011 | 127413 | 7644780 | SS | 550 | 440 | 500 | 400 | 400/230 | 757.5758 | Baudouin | W50° | 0 | 6M21G550/5 | E | Stamford | 470 x 180 x 250 | 4890 | 1150 | 15 | 72
23363 | 500 | GE.CU.550/500.BF+011 | 140987 | 8459220 | BF | 550 | 440 | 500 | 400 | 400/230 | 757.5758 | Cummins | W50° | 2 | QS x 15G8 | E | Stamford | 350 x 150 x 215 | 3789 | 400 | 6 | -
23362 | 500 | GE.CU.550/500.SS+011 | 170016 | 10200960 | SS | 550 | 440 | 500 | 400 | 400/230 | 757.5758 | Cummins | W50° | 2 | QS x 15G8 | E | Stamford | 470 x 180 x 250 | 5384 | 1150 | 15 | 70
23443 | 500 | GE.DW.580/520.BF+011 | 105413 | 6324780 | BF | 580 | 464 | 530 | 424 | 400/230 | 803.0303 | Doosan | W43° | 0 | DP158 LDF | E | Stamford | 350 x 150 x 190 | 3844 | 400 | 5 | -
23442 | 500 | GE.DW.580/520.SS+011 | 132407 | 7944420 | SS | 580 | 464 | 530 | 424 | 400/230 | 803.0303 | Doosan | W43° | 0 | DP158 LDF | E | Stamford | 470 x 180 x 250 | 5439 | 1150 | 14 | 72
16441 | 500 | GE.DZ.560/510.BF+011 | 133232 | 7993920 | BF | 560 | 448 | 510 | 408 | 400/230 | 772.7273 | Deutz | W50° | 2 | BF8M 1015CP | E | Stamford | 350 x 150 x 190 | 3309 | 400 | 5 | -
16440 | 500 | GE.DZ.560/510.SS+011 | 162096 | 9725760 | SS | 560 | 448 | 510 | 408 | 400/230 | 772.7273 | Deutz | W50° | 2 | BF8M 1015CP | E | Stamford | 470 x 180 x 250 | 4904 | 1150 | 15 | 71
23231 | 500 | GE.MT3A.550/500.BF+011 | 184888 | 11093280 | BF | 550 | 440 | 500 | 400 | 400/230 | 757.5758 | MTU | W50° | 3A | 10V 1600 G20F | E | Stamford | 350 x 150 x 210 | 3809 | 400 | 6 | -
23230 | 500 | GE.MT3A.550/500.SS+011 | 183161 | 10989660 | SS | 550 | 440 | 500 | 400 | 400/230 | 757.5758 | MTU | W50° | 3A | 10V 1600 G20F | E | Stamford | 470 x 180 x 250 | 5404 | 1150 | 15 | 71
23503 | 500 | GE.PK.550/500.BF+011 | 130097 | 7805820 | BF | 550 | 440 | 500 | 400 | 400/230 | 757.5758 | Perkins | W50° | 0 | 2506A-E15TAG2 | E | Stamford | 350 x 150 x 197 | 3711 | 400 | 6 | -
23502 | 500 | GE.PK.550/500.SS+011 | 157377 | 9442620 | SS | 550 | 440 | 500 | 400 | 400/230 | 757.5758 | Perkins | W50° | 0 | 2506A-E15TAG2 | E | Stamford | 470 x 180 x 250 | 5306 | 1150 | 16 | 72
23319 | 500 | GE.SC.553/503.BF+011 | 102520 | 6151200 | BF | 553 | 442.4 | 503 | 402.4 | 400/230 | 762.1212 | Scania | W50° | 0 | DC13 072A 02 14 | E | Stamford | 350 x 150 x 165 | 3539 | 400 | 6 | -
27728 | 500 | GE.SC.553/503.PRO+011 | 113311 | 6798660 | PRO | 553 | 442.4 | 503 | 402.4 | 400/230 | 762.1212 | Scania | W50° | 0 | DC13 072A 02 14 | E | Stamford | 395 x 154 x 220 | 4489 | 560 | 8 | 72
23318 | 500 | GE.SC.553/503.SS+011 | 128931 | 7735860 | SS | 553 | 442.4 | 503 | 402.4 | 400/230 | 762.1212 | Scania | W50° | 0 | DC13 072A 02 14 | E | Stamford | 470 x 180 x 250 | 5134 | 1150 | 17 | 70
26605 | 500 | GE.SCS5.550/500.SS+011 | 202180 | 12130800 | SS | 550 | 440 | 500 | 400 | 400/230 | 757.5758 | Scania | W50° | 5 | DC16 320A 02-62 | E | Stamford | 470 x 180 x 250 | 5384 | 1150 | 17 | 70
23407 | 500 | GE.VO.550/500.BF+011 | 119592 | 7175520 | BF | 550 | 440 | 500 | 400 | 400/230 | 757.5758 | Volvo | W50° | 2 | TAD 1641 GE | E | Stamford | 350 x 150 x 200 | 3707 | 400 | 6 | -
23406 | 500 | GE.VO.550/500.SS+011 | 146025 | 8761500 | SS | 550 | 440 | 500 | 400 | 400/230 | 757.5758 | Volvo | W50° | 2 | TAD 1641 GE | E | Stamford | 470 x 180 x 250 | 5302 | 1150 | 16 | 70
34848 | 500 | GE.VO3A.550/500.BF+011 | 138820 | 8329200 | BF | 550 | 440 | 500 | 400 | 400/230 | 757.5758 | Volvo | W50° | 3A | TAD 1651 GE | E | Stamford | 350 x 150 x 200 | 3709 | 400 | 5 | -
17466 | 500 | GE.VO3A.550/500.SS+011 | 163185 | 9791100 | SS | 550 | 440 | 500 | 400 | 400/230 | 757.5758 | Volvo | W50° | 3A | TAD 1651 GE | E | Stamford | 470 x 180 x 250 | 5304 | 1150 | 15 | 70
23539 | 550 | GE.DW.625/560.BF+011 | 124157 | 7449420 | BF | 605 | 484 | 550 | 440 | 400/230 | 833.3333 | Doosan | W43° | 0 | DP180LAF | E | Stamford | 350 x 150 x 200 | 3963 | 400 | 5 | -
23538 | 550 | GE.DW.625/560.SS+011 | 152053 | 9123180 | SS | 605 | 484 | 550 | 440 | 400/230 | 833.3333 | Doosan | W43° | 0 | DP180LAF | E | Stamford | 470 x 180 x 250 | 5558 | 1150 | 13 | 72
23591 | 550 | GE.SC.613/555.BF+011 | 126192 | 7571520 | BF | 613 | 490.4 | 555 | 444 | 400/230 | 840.9091 | Scania | W50° | 0 | DC16 093A 02 52 | E | Stamford | 350 x 150 x 208 | 3894 | 400 | 5 | -
23590 | 550 | GE.SC.613/555.SS+011 | 153043 | 9182580 | SS | 613 | 490.4 | 555 | 444 | 400/230 | 840.9091 | Scania | W50° | 0 | DC16 093A 02 52 | E | Stamford | 470 x 180 x 250 | 5489 | 1150 | 15 | 70
23771 | 600 | GE.AI.620/600.BF+011 | 139194 | 8351640 | BF | 660 | 528 | 600 | 480 | 400/230 | 909.0909 | FPT | W50° | 0 | C16TE1W | E | Stamford | 350 x 150 x 190 | 3835 | 400 | 5 | -
23770 | 600 | GE.AI.620/600.SS+011 | 165440 | 9926400 | SS | 660 | 528 | 600 | 480 | 400/230 | 909.0909 | FPT | W50° | 0 | C16TE1W | E | Stamford | 470 x 180 x 250 | 5410 | 1150 | 13 | 72
16493 | 600 | GE.BD.660/600.BF+011 | 127853 | 7671180 | BF | 660 | 528 | 600 | 480 | 400/230 | 909.0909 | Baudouin | W50° | 0 | 8M21G660/5 | E | Stamford | 350 x 150 x 190 | 4223 | 400 | 5 | -
16492 | 600 | GE.BD.660/600.SS+011 | 154759 | 9285540 | SS | 660 | 528 | 600 | 480 | 400/230 | 909.0909 | Baudouin | W50° | 0 | 8M21G660/5 | E | Stamford | 470 x 180 x 250 | 5798 | 1150 | 13 | 72
23807 | 600 | GE.DW.710/640.BF+011 | 136785 | 8207100 | BF | 710 | 568 | 640 | 512 | 400/230 | 969.697 | Doosan | W43° | 0 | DP180LBF | E | Stamford | 350 x 150 x 200 | 4275 | 400 | 4 | -
23806 | 600 | GE.DW.710/640.SS+011 | 165627 | 9937620 | SS | 710 | 568 | 640 | 512 | 400/230 | 969.697 | Doosan | W43° | 0 | DP180LBF | E | Stamford | 470 x 180 x 250 | 5850 | 1150 | 12 | 72
23735 | 600 | GE.MT.650/600.BF+011 | 174614 | 10476840 | BF | 650 | 520 | 600 | 480 | 400/230 | 909.0909 | MTU | W50° | 2 | 12V 1600 G10F | E | Stamford | 350 x 150 x 218 | 4281 | 400 | 5 | -
23734 | 600 | GE.MT.650/600.SS+011 | 204886 | 12293160 | SS | 650 | 520 | 600 | 480 | 400/230 | 909.0909 | MTU | W50° | 2 | 12V 1600 G10F | E | Stamford | 470 x 180 x 250 | 5856 | 1150 | 13 | 70
25227 | 600 | GE.PK.660/600.BF+011 | 161700 | 9702000 | BF | 660 | 528 | 600 | 480 | 400/230 | 909.0909 | Perkins | W50° | 0 | 2806A-E18TAG1A | E | Stamford | 350 x 155 x 205 | 4431 | 400 | 5 | -
25226 | 600 | GE.PK.660/600.SS+011 | 190212 | 11412720 | SS | 660 | 528 | 600 | 480 | 400/230 | 909.0909 | Perkins | W50° | 0 | 2806A-E18TAG1A | E | Stamford | 470 x 180 x 250 | 6006 | 1150 | 13 | 72
34940 | 600 | GE.SC.670/610.BF+011 | 134178 | 8050680 | BF | 670 | 536 | 610 | 488 | 400/230 | 924.2424 | Scania | W50° | 0 | DC16 093A 02 54 | E | Stamford | 350 x 150 x 208 | 4044 | 400 | 5 | -
34939 | 600 | GE.SC.670/610.SS+011 | 161282 | 9676920 | SS | 670 | 536 | 610 | 488 | 400/230 | 924.2424 | Scania | W50° | 0 | DC16 093A 02 54 | E | Stamford | 470 x 180 x 250 | 5639 | 1150 | 14 | 70
18079 | 600 | GE.VO.650/596.BF+011 | 145838 | 8750280 | BF | 650 | 520 | 596 | 476.8 | 400/230 | 903.0303 | Volvo | W50° | 2 | TAD 1642 GE | E | Stamford | 350 x 150 x 200 | 4007 | 400 | 5 | -
18078 | 600 | GE.VO.650/596.SS+011 | 173008 | 10380480 | SS | 650 | 520 | 596 | 476.8 | 400/230 | 903.0303 | Volvo | W50° | 2 | TAD 1642 GE | E | Stamford | 470 x 180 x 250 | 5582 | 1150 | 14 | 70
16537 | 650 | GE.BD.715/650.BF+011 | 140294 | 8417640 | BF | 715 | 572 | 650 | 520 | 400/230 | 984.8485 | Baudouin | W50° | 0 | 6M33G715/5 | E | Stamford | 358 x 150 x 197 | 5199 | 400 | 4 | -
16536 | 650 | GE.BD.715/650.SS+011 | 168124 | 10087440 | SS | 715 | 572 | 650 | 520 | 400/230 | 984.8485 | Baudouin | W50° | 0 | 6M33G715/5 | E | Stamford | 485 x 180 x 250 | 6814 | 1150 | 12 | 72
26074 | 650 | GE.DW.760/680.BF+011 | 153593 | 9215580 | BF | 750 | 600 | 680 | 544 | 400/230 | 1030.303 | Doosan | W43° | 0 | DP222LBF | E | Stamford | 350 x 150 x 197 | 4474 | 400 | 4 | -
26073 | 650 | GE.DW.760/680.SS+011 | 181346 | 10880760 | SS | 750 | 600 | 680 | 544 | 400/230 | 1030.303 | Doosan | W43° | 0 | DP222LBF | E | Stamford | 470 x 180 x 250 | 6049 | 1150 | 11 | 72
26038 | 650 | GE.MT.700/650.BF+011 | 203797 | 12227820 | BF | 700 | 560 | 650 | 520 | 400/230 | 984.8485 | MTU | W50° | 2 | 12V 1600 G20F | E | Stamford | 350 x 150 x 210 | 4428 | 400 | 5 | -
26037 | 650 | GE.MT.700/650.SS+011 | 235422 | 14125320 | SS | 700 | 560 | 650 | 520 | 400/230 | 984.8485 | MTU | W50° | 2 | 12V 1600 G20F | E | Stamford | 470 x 180 x 250 | 6003 | 1150 | 12 | 70
24011 | 650 | GE.PK.715/650.BF+011 | 179256 | 10755360 | BF | 715 | 572 | 650 | 520 | 400/230 | 984.8485 | Perkins | W50° | 0 | 2806A-E18TAG2 | E | Stamford | 350 x 155 x 205 | 4573 | 400 | 5 | -
24010 | 650 | GE.PK.715/650.SS+011 | 208439 | 12506340 | SS | 715 | 572 | 650 | 520 | 400/230 | 984.8485 | Perkins | W50° | 0 | 2806A-E18TAG2 | E | Stamford | 470 x 180 x 250 | 6148 | 1150 | 12 | 71
34976 | 650 | GE.SC.700/640.BF+011 | 137533 | 8251980 | BF | 700 | 560 | 640 | 512 | 400/230 | 969.697 | Scania | W50° | 0 | DC16 093A 02 54 | E | Stamford | 350 x 150 x 208 | 4286 | 400 | 5 | -
34975 | 650 | GE.SC.700/640.SS+011 | 164681 | 9880860 | SS | 700 | 560 | 640 | 512 | 400/230 | 969.697 | Scania | W50° | 0 | DC16 093A 02 54 | E | Stamford | 470 x 180 x 250 | 5881 | 1150 | 13 | 72
23915 | 650 | GE.VO.715/650.BF+011 | 170676 | 10240560 | BF | 715 | 572 | 650 | 520 | 400/230 | 984.8485 | Volvo | W50° | 2 | TWD 1644 GE | E | Stamford | 350 x 150 x 202 | 4841 | 400 | 4 | -
23914 | 650 | GE.VO.715/650.SS+011 | 198803 | 11928180 | SS | 715 | 572 | 650 | 520 | 400/230 | 984.8485 | Volvo | W50° | 2 | TWD 1644 GE | E | Stamford | 470 x 180 x 250 | 6416 | 1150 | 12 | 72
35246 | 700 | GE.PK.770/700.BF+011 | 210705 | 12642300 | BF | 770 | 616 | 700 | 560 | 400/230 | 1060.6061 | Perkins | W50° | 0 | 2806A-E18TTAG4 | E | Stamford | 350 x 155 x 205 | 4939 | 400 | 4 | -
35218 | 700 | GE.SC.770/700.BF+011 | 154132 | 9247920 | BF | 770 | 616 | 700 | 560 | 400/230 | 1060.6061 | Scania | W50° | 0 | DC16 078A 02 43 | E | Stamford | 350 x 150 x 208 | 4306 | 400 | 4 | -
35217 | 700 | GE.SC.770/700.SS+011 | 181863 | 10911780 | SS | 770 | 616 | 700 | 560 | 400/230 | 1060.6061 | Scania | W50° | 0 | DC16 078A 02 43 | E | Stamford | 470 x 180 x 250 | 5881 | 1150 | 12 | 74
35210 | 700 | GE.VO.770/700.BF+011 | 182743 | 10964580 | BF | 770 | 616 | 700 | 560 | 400/230 | 1060.6061 | Volvo | W50° | 2 | TWD 1645 GE | E | Stamford | 365 x 150 x 202 | 4898 | 400 | 4 | -
35209 | 700 | GE.VO.770/700.SS+011 | 211090 | 12665400 | SS | 770 | 616 | 700 | 560 | 400/230 | 1060.6061 | Volvo | W50° | 2 | TWD 1645 GE | E | Stamford | 470 x 180 x 250 | 6473 | 1150 | 11 | 74
35186 | 750 | GE.BD.825/750.BF+011 | 156926 | 9415560 | BF | 825 | 660 | 750 | 600 | 400/230 | 1136.3636 | Baudouin | W50° | 0 | 6M33G825/5 | E | Stamford | 378 x 150 x 197 | 5241 | 400 | 4 | -
35185 | 750 | GE.BD.825/750.SS+011 | 184129 | 11047740 | SS | 825 | 660 | 750 | 600 | 400/230 | 1136.3636 | Baudouin | W50° | 0 | 6M33G825/5 | E | Stamford | 485 x 180 x 250 | 6856 | 1150 | 11 | 74
35194 | 750 | GE.DW.825/750.BF+011 | 163339 | 9800340 | BF | 825 | 660 | 750 | 600 | 400/230 | 1136.3636 | Doosan | W43° | 0 | DP222 LCF | E | Stamford | 365 x 150 x 200 | 4474 | 400 | 4 | -
35193 | 750 | GE.DW.825/750.SS+011 | 190993 | 11459580 | SS | 825 | 660 | 750 | 600 | 400/230 | 1136.3636 | Doosan | W43° | 0 | DP222 LCF | E | Stamford | 470 x 180 x 250 | 6049 | 1150 | 10 | 74
24231 | 800 | GE.BD.900/810.BF+011 | 206701 | 12402060 | BF | 900 | 720 | 810 | 648 | 400/230 | 1227.2727 | Baudouin | W50° | 0 | 12M26G900/5 | E | Stamford | 410 x 166 x 217 | 6722 | No tank | 0 | -
24230 | 800 | GE.BD.900/810.SS+011 | 250184 | 15011040 | SS | 900 | 720 | 810 | 648 | 400/230 | 1227.2727 | Baudouin | W50° | 0 | 12M26G900/5 | E | Stamford | 570 x 225 x 262 | 9132 | 900 | 7 | 73
24143 | 800 | GE.CU.890/800.BF+011 | 266024 | 15961440 | BF | 886 | 708.8 | 805 | 644 | 400/230 | 1219.697 | Cummins | W40° | 0 | QSK23G3 | E | Stamford | 418 x 167 x 216 | 6230 | No tank | 0 | -
24142 | 800 | GE.CU.890/800.SS+011 | 318417 | 19105020 | SS | 886 | 708.8 | 805 | 644 | 400/230 | 1219.697 | Cummins | W40° | 0 | QSK23G3 | E | Stamford | 570 x 225 x 262 | 8640 | 900 | 8 | 72
36017 | 800 | GE.DW.900/800.BF+011 | 208945 | 12536700 | BF | 900 | 720 | 800 | 640 | 400/230 | 1212.1212 | Doosan | W40° | 0 | DP222 CB | E | Stamford | 380 x 175 x 220 | 4983 | No tank | 0 | -
36016 | 800 | GE.DW.900/800.SS+011 | 253704 | 15222240 | SS | 900 | 720 | 800 | 640 | 400/230 | 1212.1212 | Doosan | W40° | 0 | DP222 CB | E | Stamford | 570 x 225 x 262 | 7393 | 900 | 8 | 74
24187 | 800 | GE.PK.880/800.BF+011 | 232848 | 13970880 | BF | 880 | 704 | 800 | 640 | 400/230 | 1212.1212 | Perkins | W40° | 0 | 4006-23TAG3A | E | Stamford | 380 x 175 x 220 | 5934 | No tank | 0 | -
24186 | 800 | GE.PK.880/800.SS+011 | 278553 | 16713180 | SS | 880 | 704 | 800 | 640 | 400/230 | 1212.1212 | Perkins | W40° | 0 | 4006-23TAG3A | E | Stamford | 570 x 225 x 262 | 8344 | 900 | 7 | 73
24283 | 900 | GE.BD.1000/900.BF+011 | 242583 | 14554980 | BF | 1000 | 800 | 910 | 728 | 400/230 | 1378.7879 | Baudouin | W50° | 0 | 12M26G1000/5 | E | Stamford | 430 x 200 x 240 | 6778 | No tank | 0 | -
24282 | 900 | GE.BD.1000/900.SS+011 | 285637 | 17138220 | SS | 1000 | 800 | 910 | 728 | 400/230 | 1378.7879 | Baudouin | W50° | 0 | 12M26G1000/5 | E | Stamford | 570 x 225 x 262 | 9188 | 900 | 7 | 75
36025 | 900 | GE.DW.1000/900.BF+011 | 228613 | 13716780 | BF | 1000 | 800 | 900 | 720 | 400/230 | 1363.6364 | Doosan | W40° | 0 | DP222 CC | E | Stamford | 430 x 200 x 240 | 5039 | No tank | 0 | -
36024 | 900 | GE.DW.1000/900.SS+011 | 268510 | 16110600 | SS | 1000 | 800 | 900 | 720 | 400/230 | 1363.6364 | Doosan | W40° | 0 | DP222 CC | E | Stamford | 570 x 225 x 262 | 7449 | 900 | 7 | 74
24267 | 900 | GE.MT.1000/910.BF+011 | 352968 | 21178080 | BF | 1005 | 804 | 910 | 728 | 400/230 | 1378.7879 | MTU | W40° | 0 | 16V 2000 G16F | E | Stamford | 450 x 200 x 215 | 6920 | No tank | 0 | -
24266 | 900 | GE.MT.1000/910.SS+011 | 422664 | 25359840 | SS | 1005 | 804 | 910 | 728 | 400/230 | 1378.7879 | MTU | W40° | 0 | 16V 2000 G16F | E | Stamford | 650 x 240 x 282 | 10335 | 1000 | 8 | 75
24443 | 1000 | GE.BD.1120/1020.BF+011 | 259391 | 15563460 | BF | 1120 | 896 | 1020 | 816 | 400/230 | 1545.4545 | Baudouin | W50° | 0 | 12M26G1100/5 | E | Stamford | 410 x 166 x 201 | 6995 | No tank | 0 | -
24442 | 1000 | GE.BD.1120/1020.SS+011 | 300674 | 18040440 | SS | 1120 | 896 | 1020 | 816 | 400/230 | 1545.4545 | Baudouin | W50° | 0 | 12M26G1100/5 | E | Stamford | 570 x 225 x 262 | 9255 | 900 | 6 | 76
24355 | 1000 | GE.CU.1100/1000.BF+011 | 365816 | 21948960 | BF | 1100 | 880 | 1000 | 800 | 400/230 | 1515.1515 | Cummins | W40° | 0 | QST30G4 | E | Stamford | 420 x 200 x 235 | 7046 | No tank | 0 | -
24354 | 1000 | GE.CU.1100/1000.SS+011 | 435490 | 26129400 | SS | 1100 | 880 | 1000 | 800 | 400/230 | 1515.1515 | Cummins | W40° | 0 | QST30G4 | E | Stamford | 650 x 240 x 282 | 10361 | 1000 | 7 | 74
27802 | 1000 | GE.CU.1101/1001.BF+011 | 329197 | 19751820 | BF | 1100 | 880 | 1000 | 800 | 400/230 | 1515.1515 | Cummins | W40° | 0 | KTA38G5 | E | Stamford | 450 x 180 x 225 | 8309 | No tank | 0 | -
27801 | 1000 | GE.CU.1101/1001.SS+011 | 397474 | 23848440 | SS | 1100 | 880 | 1000 | 800 | 400/230 | 1515.1515 | Cummins | W40° | 0 | KTA38G5 | E | Stamford | 650 x 240 x 282 | 11624 | 1000 | 7 | 76
24391 | 1000 | GE.MT.1100/1000.BF+011 | 387387 | 23243220 | BF | 1106 | 884.8 | 1005 | 804 | 400/230 | 1522.7273 | MTU | W40° | 0 | 16V 2000 G26F | E | Stamford | 450 x 200 x 215 | 7387 | No tank | 0 | -
24390 | 1000 | GE.MT.1100/1000.SS+011 | 458403 | 27504180 | SS | 1106 | 884.8 | 1005 | 804 | 400/230 | 1522.7273 | MTU | W40° | 0 | 16V 2000 G26F | E | Stamford | 650 x 240 x 282 | 10652 | 1000 | 7 | 74
24407 | 1000 | GE.PK.1130/1000.BF+011 | 304810 | 18288600 | BF | 1124 | 899.2 | 1022 | 817.6 | 400/230 | 1548.4848 | Perkins | W40° | 0 | 4008-TAG2A | E | Stamford | 470 x 175 x 220 | 7651 | No tank | 0 | -
24406 | 1000 | GE.PK.1130/1000.SS+011 | 369105 | 22146300 | SS | 1124 | 899.2 | 1022 | 817.6 | 400/230 | 1548.4848 | Perkins | W40° | 0 | 4008-TAG2A | E | Stamford | 650 x 240 x 282 | 10866 | 1000 | 7 | 76
16869 | 1100 | GE.BD.1250/1125.BF+011 | 314963 | 18897780 | BF | 1250 | 1000 | 1125 | 900 | 400/230 | 1704.5455 | Baudouin | W50° | 0 | 12M33G1250/5 | E | Stamford | 480 x 220 x 240 | 8177 | No tank | 0 | -
16868 | 1100 | GE.BD.1250/1125.SS+011 | 380765 | 22845900 | SS | 1250 | 1000 | 1125 | 900 | 400/230 | 1704.5455 | Baudouin | W50° | 0 | 12M33G1250/5 | E | Stamford | 650 x 240 x 282 | 11442 | 1000 | 6 | 76
27022 | 1100 | GE.MT.1260/1140.BF+011 | 436667 | 26200020 | BF | 1254 | 1003.2 | 1135 | 908 | 400/230 | 1719.697 | MTU | W40° | 0 | 16V 2000 G36F | E | Stamford | 460 x 180 x 240 | 7721 | No tank | 0 | -
27021 | 1100 | GE.MT.1260/1140.SS+011 | 509575 | 30574500 | SS | 1254 | 1003.2 | 1135 | 908 | 400/230 | 1719.697 | MTU | W40° | 0 | 16V 2000 G36F | E | Stamford | 650 x 240 x 282 | 10986 | 1000 | 6 | 75
16793 | 1100 | GE.PK.1250/1125.BF+011 | 358237 | 21494220 | BF | 1250 | 1000 | 1125 | 900 | 400/230 | 1704.5455 | Perkins | W50° | 0 | 4008 30TAG3 | E | Stamford | 480 x 210 x 220 | 8969 | No tank | 0 | -
16792 | 1100 | GE.PK.1250/1125.SS+011 | 431266 | 25875960 | SS | 1250 | 1000 | 1125 | 900 | 400/230 | 1704.5455 | Perkins | W50° | 0 | 4008 30TAG3 | E | Stamford | 650 x 240 x 282 | 12184 | 1000 | 6 | 76
26202 | 1250 | GE.BD.1400/1250.BF+011 | 352242 | 21134520 | BF | 1400 | 1120 | 1250 | 1000 | 400/230 | 1893.9394 | Baudouin | W50° | 0 | 12M33G1400/5 | E | Stamford | 485 x 185 x 260 | 8717 | No tank | 0 | -
26201 | 1250 | GE.BD.1400/1250.SS+011 | 435930 | 26155800 | SS | 1400 | 1120 | 1250 | 1000 | 400/230 | 1893.9394 | Baudouin | W50° | 0 | 12M33G1400/5 | E | Stamford | 720 x 240 x 310 | 13617 | 1000 | 6 | -
24535 | 1250 | GE.CU.1390/1260.BF+011 | 502018 | 30121080 | BF | 1386 | 1108.8 | 1260 | 1008 | 400/230 | 1909.0909 | Cummins | W40° | 0 | KTA50G3 | E | Stamford | 520 x 200 x 231 | 10156 | No tank | 0 | -
24534 | 1250 | GE.CU.1390/1260.SS+011 | 589050 | 35343000 | SS | 1386 | 1108.8 | 1260 | 1008 | 400/230 | 1909.0909 | Cummins | W40° | 0 | KTA50G3 | E | Stamford | 720 x 240 x 310 | 15156 | 1000 | 6 | -
24571 | 1250 | GE.MT.1370/1250.BF+011 | 481173 | 28870380 | BF | 1370 | 1096 | 1250 | 1000 | 400/230 | 1893.9394 | MTU | W40° | 0 | 18V 2000 G26F | E | Stamford | 520 x 190 x 255 | 8809 | No tank | 0 | -
24570 | 1250 | GE.MT.1370/1250.SS+011 | 568040 | 34082400 | SS | 1370 | 1096 | 1250 | 1000 | 400/230 | 1893.9394 | MTU | W40° | 0 | 18V 2000 G26F | E | Stamford | 720 x 240 x 310 | 13709 | 1000 | 6 | -
24499 | 1250 | GE.PK.1380/1250.BF+011 | 430342 | 25820520 | BF | 1378 | 1102.4 | 1253 | 1002.4 | 400/230 | 1898.4848 | Perkins | W40° | 0 | 4012-46TWG2A | E | Stamford | 485 x 180 x 235 | 9632 | No tank | 0 | -
24498 | 1250 | GE.PK.1380/1250.SS+011 | 514987 | 30899220 | SS | 1378 | 1102.4 | 1253 | 1002.4 | 400/230 | 1898.4848 | Perkins | W40° | 0 | 4012-46TWG2A | E | Stamford | 720 x 240 x 310 | 14532 | 1000 | 6 | -
24579 | 1400 | GE.CU.1540/1400.BF+011 | 541794 | 32507640 | BF | 1540 | 1232 | 1400 | 1120 | 400/230 | 2121.2121 | Cummins | W40° | 0 | KTA50G8 | E | Stamford | 560 x 200 x 240 | 11285 | No tank | 0 | -
24578 | 1400 | GE.CU.1540/1400.SS+011 | 629222 | 37753320 | SS | 1540 | 1232 | 1400 | 1120 | 400/230 | 2121.2121 | Cummins | W40° | 0 | KTA50G8 | E | Stamford | 800 x 245 x 310 | 16065 | 1000 | 5 | -
24595 | 1400 | GE.PK.1500/1370.BF+011 | 475464 | 28527840 | BF | 1500 | 1200 | 1364 | 1091.2 | 400/230 | 2066.6667 | Perkins | W40° | 0 | 4012-46TWG3A | E | Stamford | 520 x 190 x 255 | 9854 | No tank | 0 | -
24594 | 1400 | GE.PK.1500/1370.SS+011 | 557942 | 33476520 | SS | 1500 | 1200 | 1364 | 1091.2 | 400/230 | 2066.6667 | Perkins | W40° | 0 | 4012-46TWG3A | E | Stamford | 720 x 240 x 310 | 14654 | 1000 | 5 | -
24619 | 1500 | GE.BD.1700/1500.BF+011 | 417956 | 25077360 | BF | 1700 | 1360 | 1500 | 1200 | 400/230 | 2272.7273 | Baudouin | W50° | 0 | 12M33G1650/5 | E | Stamford | 540 x 230 x 260 | 9451 | No tank | 0 | -
24618 | 1500 | GE.BD.1700/1500.SS+011 | 509872 | 30592320 | SS | 1700 | 1360 | 1500 | 1200 | 400/230 | 2272.7273 | Baudouin | W50° | 0 | 12M33G1650/5 | E | Stamford | 800 x 245 x 310 | 14031 | 1000 | 5 | -
24635 | 1500 | GE.CU.1690/1540.BF+011 | 694947 | 41696820 | BF | 1690 | 1352 | 1540 | 1232 | 400/230 | 2333.3333 | Cummins | W40° | 0 | QSK50G4 | E | Stamford | 480 x 200 x 250 | 12323 | No tank | 0 | -
24634 | 1500 | GE.CU.1690/1540.SS+011 | 793364 | 47601840 | SS | 1690 | 1352 | 1540 | 1232 | 400/230 | 2333.3333 | Cummins | W40° | 0 | QSK50G4 | E | Stamford | 800 x 245 x 310 | 17153 | 1000 | 4 | -
24651 | 1500 | GE.PK.1660/1500.BF+011 | 521466 | 31287960 | BF | 1656 | 1324.8 | 1505 | 1204 | 400/230 | 2280.303 | Perkins | W40° | 0 | 4012-46TAG2A | E | Stamford | 510 x 230 x 240 | 10104 | No tank | 0 | -
24650 | 1500 | GE.PK.1660/1500.SS+011 | 612645 | 36758700 | SS | 1656 | 1324.8 | 1505 | 1204 | 400/230 | 2280.303 | Perkins | W40° | 0 | 4012-46TAG2A | E | Stamford | 800 x 245 x 310 | 14784 | 1000 | 5 | -
16529 | 1700 | GE.BD.1900/1750.BF+011 | 487157 | 29229420 | BF | 1900 | 1520 | 1750 | 1400 | 400/230 | 2651.5152 | Baudouin | W50° | 0 | 16M33G1900/5 | E | Stamford | 560 x 230 x 270 | 11117 | No tank | 0 | -
16528 | 1700 | GE.BD.1900/1750.SS+011 | 577874 | 34672440 | SS | 1900 | 1520 | 1750 | 1400 | 400/230 | 2651.5152 | Baudouin | W50° | 0 | 16M33G1900/5 | E | Stamford | 800 x 245 x 310 | 15797 | 1000 | 4 | -
24779 | 1700 | GE.MT.1820/1650.BF+011 | 717629 | 43057740 | BF | 1815 | 1452 | 1650 | 1320 | 400/230 | 2500 | MTU | W40° | 0 | 12V 4000 G14F | E | Stamford | 500 x 200 x 250 | 12453 | No tank | 0 | -
24778 | 1700 | GE.MT.1820/1650.SS+011 | 817564 | 49053840 | SS | 1815 | 1452 | 1650 | 1320 | 400/230 | 2500 | MTU | W40° | 0 | 12V 4000 G14F | E | Stamford | 800 x 245 x 310 | 17133 | 1000 | 5 | -
24715 | 1700 | GE.PK.1880/1700.BF+011 | 524557 | 31473420 | BF | 1876 | 1500.8 | 1705 | 1364 | 400/230 | 2583.3333 | Perkins | W40° | 0 | 4012-46TAG3A | E | Stamford | 510 x 220 x 270 | 11915 | No tank | 0 | -
24714 | 1700 | GE.PK.1880/1700.SS+011 | 621830 | 37309800 | SS | 1876 | 1500.8 | 1705 | 1364 | 400/230 | 2583.3333 | Perkins | W40° | 0 | 4012-46TAG3A | E | Stamford | 800 x 245 x 310 | 16495 | 1000 | 4 | -
26278 | 1900 | GE.BD.2000/1830.BF+011 | 533511 | 32010660 | BF | 2000 | 1600 | 1830 | 1464 | 400/230 | 2772.7273 | Baudouin | W50° | 0 | 16M33G2000/5 | E | Stamford | 600 x 250 x 280 | 11792 | No tank | 0 | -
26277 | 1900 | GE.BD.2000/1830.SS+011 | 645964 | 38757840 | SS | 2000 | 1600 | 1830 | 1464 | 400/230 | 2772.7273 | Baudouin | W50° | 0 | 16M33G2000/5 | E | Stamford | 940 x 245 x 310 | 17402 | 1000 | 4 | -
16633 | 1900 | GE.CU.2080/1890.BF+011 | 854139 | 51248340 | BF | 2079 | 1663.2 | 1890 | 1512 | 400/230 | 2863.6364 | Cummins | W40° | 0 | QSK60G3 | E | Stamford | 600 x 250 x 280 | 13906 | No tank | 0 | -
16632 | 1900 | GE.CU.2080/1890.SS+011 | 972125 | 58327500 | SS | 2079 | 1663.2 | 1890 | 1512 | 400/230 | 2863.6364 | Cummins | W40° | 0 | QSK60G3 | E | Stamford | 940 x 245 x 310 | 19516 | 1000 | 4 | -
24807 | 1900 | GE.MT.2040/1850.BF+011 | 919435 | 55166100 | BF | 2035 | 1628 | 1850 | 1480 | 400/230 | 2803.0303 | MTU | W40° | 0 | 12V 4000 G24F | E | Stamford | 500 x 200 x 250 | 12901 | No tank | 0 | -
24806 | 1900 | GE.MT.2040/1850.SS+011 | 1040677 | 62440620 | SS | 2035 | 1628 | 1850 | 1480 | 400/230 | 2803.0303 | MTU | W40° | 0 | 12V 4000 G24F | E | Stamford | 940 x 245 x 310 | 18511 | 1000 | 4 | -
24835 | 1900 | GE.PK.2030/1850.BF+011 | 689271 | 41356260 | BF | 2028 | 1622.4 | 1844 | 1475.2 | 400/230 | 2793.9394 | Perkins | W50° | 0 | 4016-61TRG1 | E | Stamford | 600 x 225 x 258 | 13373 | No tank | 0 | -
24834 | 1900 | GE.PK.2030/1850.SS+011 | 783717 | 47023020 | SS | 2028 | 1622.4 | 1844 | 1475.2 | 400/230 | 2793.9394 | Perkins | W50° | 0 | 4016-61TRG1 | E | Stamford | 940 x 245 x 310 | 19083 | 1000 | 4 | -
26286 | 2000 | GE.BD.2300/2100.BF+011 | 620411 | 37224660 | BF | 2300 | 1840 | 2100 | 1680 | 400/230 | 3181.8182 | Baudouin | W50° | 0 | 12M55G2300/5 | E | Stamford | 600 x 220 x 255 | 17275 | No tank | 0 | -
26285 | 2000 | GE.BD.2300/2100.SS+011 | 726550 | 43593000 | SS | 2300 | 1840 | 2100 | 1680 | 400/230 | 3181.8182 | Baudouin | W50° | 0 | 12M55G2300/5 | E | Stamford | 940 x 245 x 310 | 22885 | 1000 | 4 | -
24887 | 2000 | GE.CU.2240/2040.BF+011 | 899008 | 53940480 | BF | 2237 | 1789.6 | 2034 | 1627.2 | 400/230 | 3081.8182 | Cummins | W40° | 0 | QSK60G4 | E | Stamford | 600 x 250 x 280 | 14190 | No tank | 0 | -
24886 | 2000 | GE.CU.2240/2040.SS+011 | 1018721 | 61123260 | SS | 2237 | 1789.6 | 2034 | 1627.2 | 400/230 | 3081.8182 | Cummins | W40° | 0 | QSK60G4 | E | Stamford | 940 x 245 x 310 | 19800 | 1000 | 4 | -
24843 | 2000 | GE.MT.2300/2100.BF+011 | 1024122 | 61447320 | BF | 2300 | 1840 | 2100 | 1680 | 400/230 | 3181.8182 | MTU | W40° | 0 | 16V 4000 G14F | E | Stamford | 610 x 230 x 300 | 14735 | No tank | 0 | -
24842 | 2000 | GE.MT.2300/2100.SS+011 | 1149368 | 68962080 | SS | 2300 | 1840 | 2100 | 1680 | 400/230 | 3181.8182 | MTU | W40° | 0 | 16V 4000 G14F | E | Stamford | 940 x 245 x 310 | 20345 | 1000 | 4 | -
24911 | 2000 | GE.PK.2265/2060.BF+011 | 709742 | 42584520 | BF | 2250 | 1800 | 2000 | 1600 | 400/230 | 3030.303 | Perkins | W40° | 0 | 4016-61TRG2 | E | Stamford | 600 x 220 x 255 | 13757 | No tank | 0 | -
24910 | 2000 | GE.PK.2265/2060.SS+011 | 811228 | 48673680 | SS | 2250 | 1800 | 2000 | 1600 | 400/230 | 3030.303 | Perkins | W40° | 0 | 4016-61TRG2 | E | Stamford | 940 x 245 x 310 | 19367 | 1000 | 3 | -
26318 | 2300 | GE.BD.2550/2280.BF+011 | 705826 | 42349560 | BF | 2550 | 2040 | 2280 | 1824 | 400/230 | 3454.5455 | Baudouin | W50° | 0 | 12M55G2550/5 | E | Stamford | 610 x 220 x 255 | 17764 | No tank | 0 | -
26317 | 2300 | GE.BD.2550/2280.SS+011 | 808258 | 48495480 | SS | 2550 | 2040 | 2280 | 1824 | 400/230 | 3454.5455 | Baudouin | W50° | 0 | 12M55G2550/5 | E | Stamford | 940 x 245 x 310 | 23374 | 1000 | 4 | -
24967 | 2300 | GE.MT.2530/2300.BF+011 | 1170554 | 70233240 | BF | 2530 | 2024 | 2300 | 1840 | 400/230 | 3484.8485 | MTU | W40° | 0 | 16V 4000 G24F | E | Stamford | 610 x 230 x 300 | 15714 | No tank | 0 | -
24966 | 2300 | GE.MT.2530/2300.SS+011 | 1301432 | 78085920 | SS | 2530 | 2024 | 2300 | 1840 | 400/230 | 3484.8485 | MTU | W40° | 0 | 16V 4000 G24F | E | Stamford | 940 x 245 x 310 | 21064 | 1000 | 4 | -
26246 | 2300 | GE.PK.2500/2250.BF+011 | 754127 | 45247620 | BF | 2500 | 2000 | 2250 | 1800 | 400/230 | 3409.0909 | Perkins | W40° | 0 | 4016-61TRG3 | E | Stamford | 610 x 235 x 290 | 14791 | No tank | 0 | -
26245 | 2300 | GE.PK.2500/2250.SS+011 | 854359 | 51261540 | SS | 2500 | 2000 | 2250 | 1800 | 400/230 | 3409.0909 | Perkins | W40° | 0 | 4016-61TRG3 | E | Stamford | 940 x 245 x 310 | 20101 | 1000 | 3 | -
26342 | 2500 | GE.BD.2750/2550.BF+011 | 1012055 | 60723300 | BF | 2750 | 2200 | 2550 | 2040 | 400/230 | 3863.6364 | Baudouin | W50° | 0 | 12M55G2750/5 | E | Stamford | 620 x 220 x 255 | 19272 | No tank | 0 | -
26341 | 2500 | GE.BD.2750/2550.SS+011 | 1147157 | 68829420 | SS | 2750 | 2200 | 2550 | 2040 | 400/230 | 3863.6364 | Baudouin | W50° | 0 | 12M55G2750/5 | E | Stamford | 1030 x 245 x 310 | 25822 | 1000 | 3 | -
16657 | 2500 | GE.MT.2800/2550.BF+011 | 1612105 | 96726300 | BF | 2805 | 2244 | 2550 | 2040 | 400/230 | 3863.6364 | MTU | W40° | 0 | 20V 4000 G14F | E | Stamford | 665 x 232 x 278 | 19322 | No tank | 0 | -
16656 | 2500 | GE.MT.2800/2550.SS+011 | 1773035 | 106382100 | SS | 2805 | 2244 | 2550 | 2040 | 400/230 | 3863.6364 | MTU | W40° | 0 | 20V 4000 G14F | E | Stamford | 1030 x 245 x 310 | 25522 | 1000 | 3 | -
16681 | 2800 | GE.CU.3000/2750.BF+011 | 1592250 | 95535000 | BF | 3000 | 2400 | 2750 | 2200 | 400/230 | 4166.6667 | Cummins | W40° | 0 | QSK78G9 | E | Stamford | 650 x 200 x 275 | 18997 | No tank | 0 | -
16680 | 2800 | GE.CU.3000/2750.SS+011 | 1751651 | 105099060 | SS | 3000 | 2400 | 2750 | 2200 | 400/230 | 4166.6667 | Cummins | W40° | 0 | QSK78G9 | E | Stamford | 1030 x 245 x 310 | 25147 | 1000 | 3 | -
16617 | 2800 | GE.MT.3000/2800.BF+011 | 1962312 | 117738720 | BF | 3080 | 2464 | 2800 | 2240 | 400/230 | 4242.4242 | MTU | W40° | 0 | 20V 4000 G24F | E | Stamford | 650 x 200 x 275 | 19492 | No tank | 0 | -
16616 | 2800 | GE.MT.3000/2800.SS+011 | 2136706 | 128202360 | SS | 3080 | 2464 | 2800 | 2240 | 400/230 | 4242.4242 | MTU | W40° | 0 | 20V 4000 G24F | E | Stamford | 1030 x 245 x 310 | 25592 | 1000 | 3 | -
26262 | 3000 | GE.MT.3360/3000.BF+011 | 2183357 | 131001420 | BF | 3355 | 2684 | 3050 | 2440 | 400/230 | 4621.2121 | MTU | W40° | 0 | 20V 4000 G34F | E | Stamford | 650 x 200 x 275 | 20033 | No tank | 0 | -
26261 | 3000 | GE.MT.3360/3000.SS+011 | 2366243 | 141974580 | SS | 3355 | 2684 | 3050 | 2440 | 400/230 | 4621.2121 | MTU | W40° | 0 | 20V 4000 G34F | E | Stamford | 1030 x 245 x 310 | 26133 | 1000 | 3 | -
Казань (843)206-01-48
Калининград (4012)72-03-81
Калуга (4842)92-23-67
Кемерово (3842)65-04-62
Киров (8332)68-02-04
Краснодар (861)203-40-90
Красноярск (391)204-63-61
Курск (4712)77-13-04
Липецк (4742)52-20-81
Магнитогорск (3519)55-03-13
Москва (495)268-04-70
Мурманск (8152)59-64-93
Казахстан (772) 734-952-31
Саратов (845)249-38-78
Смоленск (4812)29-41-54
Сочи (862)225-72-31
Ставрополь (8652)20-65-13
Тверь (4822)63-31-35
Томск (3822)98-41-53
Тула (4872)74-02-29
Тюмень (3452)66-21-18
Ульяновск (8422)24-23-59
Уфа (347)229-48-12
Челябинск (351)202-03-61
Череповец (8202)49-02-64
Ярославль (4852)69-52-93
Набережные Челны (8552)20-53-41
Нижний Новгород (831)429-08-12
Новокузнецк (3843)20-46-81
Новосибирск (383)227-86-73
Орел (4862)44-53-42
Оренбург (3532)37-68-04
Пенза (8412)22-31-16
Пермь (342)205-81-47
Ростов-на-Дону (863)308-18-15
Рязань (4912)46-61-64
Самара (846)206-03-16
Санкт-Петербург (812)309-46-40
Таджикистан (992) 427-82-92-69
Архангельск (8182)63-90-72
Астана +7(7172)727-132
Белгород (4722)40-23-64
Брянск (4832)59-03-52
Владивосток (423)249-28-31
Волгоград (844)278-03-48
Вологда (8172)26-41-59
Воронеж (473)204-51-73
Екатеринбург (343)384-55-89
Иваново (4932)77-34-06
Ижевск (3412)26-03-58
Иркутск (395) 279-98-46
Киргизия (996) 312-96-26-47
Note on C4: 010 - Автоматическая панель управления со встроенным АВР (400/230В) 011 - Автоматическая панель управления без АВР (400/230В) 110 - Автоматическая панель управления со встроенным АВР (230В) 110 - Автоматическая панель управления без АВР (230В)
Note on F4: BF - открытая версия PRO - в кожухе SS - в премиум кожухе TLC - телекоммуникационное исполнение

## Опции 10-40 кВА
Дополнительные опции для ДГУ от 10 до 40 кВА (X - опция доступна для заказа, О - опция недоступна для заказа)
Артикул | Цена | Описание | BF | [6 empty] | PRO | [6 empty] | RB |  |  |  | SS | [6 empty] | TLC
|  |  | 10 | 13 | 15 | 20 | 25 | 30 | 40 | 10 | 13 | 15 | 20 | 25 | 30 | 40 | 15 | 20 | 30 | 40 | 10 | 13 | 15 | 20 | 25 | 30 | 40 | 10 | 13 | 15 | 20 | 30 | 40
Подача топлива
O.G-ACO-AT-C3V-01 | 913 | External fuel tank connections with 3-way valve for supply from internal or external tank (10/100 kVA) | x | x | x | x | x | x | x | o | o | o | o | o | o | o | o | o | o | o | x | x | x | x | x | x | x | x | x | x | x | x | x
O.G-ACO-AT-C3V-AR-01 | 1100 | Quick coupling connectors with 3-way valve for internal or external fuel tank connection (10/100 kVA) | o | o | o | o | o | o | o | o | o | o | o | o | o | o | o | o | o | o | x | x | x | x | x | x | x | o | o | o | o | o | o
O.G-ACO-AT-CI-01 | 440 | External tank connections for supply only from external tank (g without tank) GE 10/100 | x | x | x | x | x | x | x | x | x | x | x | x | x | x | o | o | o | o | x | x | x | x | x | x | x | x | x | x | x | x | x
O.G-ACO-BT-C1750-600 | 5269 | 600 Lt Oversized Fuel Tank on board for SS,RB (10/20 kVA) | o | o | o | o | o | o | o | o | o | o | o | o | o | o | o | o | o | o | x | x | x | x | o | o | o | o | o | o | o | o | o
O.G-ACO-BT-C1900-0600 | 5401 | 600 Lt Oversized Fuel Tank on board for SS, RB (30/40 kVA) | o | o | o | o | o | o | o | o | o | o | o | o | o | o | o | o | x | x | o | o | o | o | o | x | x | o | o | o | o | o | o
O.G-ACO-BT-C1900-1000 | 5852 | 1000 Lt Oversized Fuel Tank on board for SS, RB (30/40 kVA) | o | o | o | o | o | o | o | o | o | o | o | o | o | o | x | x | x | x | o | o | o | o | x | x | x | o | o | o | o | o | o
O.G-ACO-BT-P1700-400 | 4466 | 400 Lt Oversized Fuel Tank on board for BF/PRO (10/20 kVA), (Increased weight and size) | x | x | x | x | o | o | o | x | x | x | x | x | o | o | o | o | o | o | o | o | o | o | o | o | o | o | o | o | o | o | o
O.G-ACO-BT-P2000-600 | 6512 | 600 Lt Oversized Fuel Tank on board for BF (25/40 kVA), (Increased weight and size) | o | o | o | o | x | x | x | o | o | o | o | o | x | x | o | o | o | o | o | o | o | o | o | o | o | o | o | o | o | o | o
O.G-ACO-BT-TLC-1000 | 2134 | 1000 Lt Oversized Fuel Tank on board for TLC replacing the 600 lt standard tank (10/15 kVA), (Increased weight and size) | o | o | o | o | o | o | o | o | o | o | o | o | o | o | o | o | o | o | o | o | o | o | o | o | o | x | x | x | o | o | o
O.G-ACO-BT-TLC-2000 | 5940 | 2000 Lt Oversized Fuel Tank on board for TLC replacing the 1000 lt standard tank (20/60 kVA), (Increased weight and size) | o | o | o | o | o | o | o | o | o | o | o | o | o | o | o | o | o | o | o | o | o | o | o | o | o | o | o | o | x | x | x
O.G-ACO-BT-TLC-600 | 1540 | 600 Lt Oversized Fuel Tank on board for TLC replacing the 1000 lt standard tank (30/60 kVA), (Weight and size decreases) | o | o | o | o | o | o | o | o | o | o | o | o | o | o | o | o | o | o | o | o | o | o | o | o | o | o | o | o | o | x | x
O.G-ACO-GA-01 | 935 | Mechanical analogue float for internal fuel tank on board | x | x | x | x | x | x | x | o | o | o | o | o | o | o | x | x | x | x | x | x | x | x | x | x | x | x | x | x | x | x | x
O.G-ACO-GA-02 | 1364 | Electrical analogue float to monitor the external refilling point on board | o | o | o | o | o | o | o | o | o | o | o | o | o | o | x | x | x | x | x | x | x | x | x | x | x | x | x | x | x | x | x
O.G-ACO-RE-01 | 1078 | External refilling point for Gen Sets 10/250 kVA, SS, RB versions | o | o | o | o | o | o | o | o | o | o | o | o | o | o | x | x | x | x | x | x | x | x | x | x | x | o | o | o | o | o | o
O.G-ACO-RE-SP-01 | 1606 | External refilling point with warning light for Gen Sets 10/250 kVA, SS, RB versions | o | o | o | o | o | o | o | o | o | o | o | o | o | o | x | x | x | x | x | x | x | x | x | x | x | o | o | o | o | o | o
O.G-ACO-ST-BG-ES1 | 2068 | "Easy" automatic fuel refilling system on board, controlled by QPE-C and QLE-B panels | o | o | o | o | o | o | o | o | o | o | o | o | o | o | x | x | x | x | o | o | o | o | o | o | o | x | x | x | x | x | x
O.G-ACO-TK-ST-110 | 1177 | Partitioned metal tank and reinforced brackets for transport on trailer (SS only) | o | o | o | o | o | o | o | o | o | o | o | o | o | o | o | o | o | o | x | x | o | o | o | o | o | o | o | o | o | o | o
Альтернатор | 0
O.G-ALT-AL-CHBR-01 | 1375 | Different brand alternator (10/40 kVA) | x | x | x | x | x | x | x | o | o | o | o | o | o | o | o | o | o | o | x | x | x | x | x | x | x | x | x | x | x | x | x
Аккумуляторные батареи | 0
O.G-BAT-BAE-01 | 814 | Maintenance free high efficiency starter batteries (10/40 kVA) | x | x | x | x | x | x | x | x | x | x | x | x | x | x | x | x | x | x | x | x | x | x | x | x | x | x | x | x | x | x | x
O.G-BAT-STB-01 | 693 | Battery isolator lockable (10/100 kVA) | x | x | x | x | x | x | x | x | x | x | x | x | x | x | o | o | o | o | x | x | x | x | x | x | x | x | x | x | x | x | x
Кожух | 0
O.G-COF-55-COF-01 | 31328 | 55 dBA Canopy for Gen Sets 25/40 kVA (BF Version) | o | o | o | o | x | x | x | o | o | o | o | o | o | o | o | o | o | o | o | o | o | o | o | o | o | o | o | o | o | o | o
O.G-COF-AM-01 | 495 | Hinges and Doors with tamper-proof device (10/100 kVA) | o | o | o | o | o | o | o | o | o | o | o | o | o | o | x | x | x | x | x | x | x | x | x | x | x | o | o | o | o | o | o
O.G-COF-AP-01 | 1089 | Door opening alarm system (each door) | o | o | o | o | o | o | o | o | o | o | o | o | o | o | x | x | x | x | x | x | x | x | x | x | x | x | x | x | x | x | x
O.G-COF-C1750-INOX | 9097 | Additional cost for stainless steel canopy (C1750) | o | o | o | o | o | o | o | o | o | o | o | o | o | o | o | o | o | o | x | x | x | x | o | o | o | o | o | o | o | o | o
O.G-COF-C1900-INOX | 11165 | Additional cost for stainless steel canopy (C1900) | o | o | o | o | o | o | o | o | o | o | o | o | o | o | o | o | o | o | o | o | o | o | x | x | x | o | o | o | o | o | o
O.G-COF-CA-C1750 | 2508 | IP 43 Conveyors for Gen Sets 10/20 kVA - supplied disassembled | o | o | o | o | o | o | o | o | o | o | o | o | o | o | o | o | o | o | x | x | x | x | o | o | o | o | o | o | o | o | o
O.G-COF-CA-C1900 | 2926 | IP 43 Conveyors for Gen Sets 25/40 kVA - supplied disassembled | o | o | o | o | o | o | o | o | o | o | o | o | o | o | o | o | o | o | o | o | o | o | x | x | x | o | o | o | o | o | o
O.G-COF-CH-01 | 1639 | Additional cost for larger canopy C1900 instead of standard C1750 - Dim. cm 190x90x150H - Fuel tank 110 lt | o | o | o | o | o | o | o | o | o | o | o | o | o | o | o | o | o | o | x | x | x | x | o | o | o | o | o | o | o | o | o
O.G-COF-CH-02 | 2321 | Additional cost for larger canopy C2200 instead of standard C1900 - Dim. cm 220x110x165H - Fuel Tank 250 lt | o | o | o | o | o | o | o | o | o | o | o | o | o | o | o | o | o | o | o | o | o | o | x | x | x | o | o | o | o | o | o
O.G-COF-DLO-C1750-03KW | 1276 | Dummy Load 3kW on board for Gen Sets 15 kVA | o | o | o | o | o | o | o | o | o | o | o | o | o | o | o | o | o | o | x | x | x | o | o | o | o | o | x | x | o | o | o
O.G-COF-DLO-C1750-05KW | 1375 | Dummy Load 5kW on board for Gen Sets 20 kVA | o | o | o | o | o | o | o | o | o | o | o | o | o | o | o | o | o | o | o | o | o | x | o | o | o | o | o | o | x | o | o
O.G-COF-DLO-C1900-07KW | 1980 | Dummy Load 7kW on board for Gen Sets 25/30 kVA | o | o | o | o | o | o | o | o | o | o | o | o | o | o | o | o | o | o | o | o | o | o | x | x | o | o | o | o | o | x | o
O.G-COF-DLO-C1900-10KW | 2574 | Dummy Load 10kW on board for Gen Sets 40 kVA | o | o | o | o | o | o | o | o | o | o | o | o | o | o | o | o | o | o | o | o | o | o | o | o | x | o | o | o | o | o | x
O.G-COF-EAF-01 | 495 | Frontal air expulsion for Gen Sets 10/20 kVA (C1750) (change the noise level) | o | o | o | o | o | o | o | o | o | o | o | o | o | o | o | o | o | o | x | x | x | x | o | o | o | o | o | o | o | o | o
O.G-COF-EAF-02 | 561 | Frontal air expulsion for Gen Sets 25/40 kVA (C1900) (change the noise level) | o | o | o | o | o | o | o | o | o | o | o | o | o | o | o | o | o | o | o | o | o | o | x | x | x | o | o | o | o | o | o
O.G-COF-FP-01 | 869 | Door stop (10/100 kVA) | o | o | o | o | o | o | o | o | o | o | o | o | o | o | o | o | o | o | x | x | x | x | x | x | x | o | o | o | o | o | o
O.G-COF-IL-01 | 968 | Internal LED lighting with micro-switches for Gen Sets 10/250 kVA | o | o | o | o | o | o | o | o | o | o | o | o | o | o | x | x | x | x | x | x | x | x | x | x | x | x | x | x | x | x | x
O.G-COF-PV-01 | 737 | Lift off doors kit (10/100 kVA) for SS and PRO version | o | o | o | o | o | o | o | x | x | x | x | x | x | x | o | o | o | o | x | x | x | x | x | x | x | o | o | o | o | o | o
O.G-COF-TET-C195 | 2189 | Pitched roof for TLC 10/40 kVA (C1950) | o | o | o | o | o | o | o | o | o | o | o | o | o | o | o | o | o | o | o | o | o | o | o | o | o | x | x | x | x | x | x
O.G-COF-TRT-MAR-01 | 2475 | High resistance canopy treatment for corrosive environments for 10/40 kVA (SS, RB Versions) | o | o | o | o | o | o | o | o | o | o | o | o | o | o | x | x | x | x | x | x | x | x | x | x | x | x | x | x | x | x | x
O.G-COF-VER-PAR-01 | 913 | Canopy custom paint (Grey base-frame) for 10/40 kVA (SS, RB Versions) | o | o | o | o | o | o | o | o | o | o | o | o | o | o | x | x | x | x | x | x | x | x | x | x | x | x | x | x | x | x | x
O.G-COF-VER-TOT-01 | 1199 | Total canopy custom paint for 10/40 kVA (SS, RB Versions) | o | o | o | o | o | o | o | o | o | o | o | o | o | o | x | x | x | x | x | x | x | x | x | x | x | x | x | x | x | x | x
Электрика и пульты управления | 0
CUSTOM-LEHMANN-01 | 5830 | Nr. 2 Extra for differential 16A 2P 0,03A type A ABB (Nr. 1 Schuko and Nr.1 16A 1P+N+G CE); Nr. 1 Extra for differential 16A 4P 0,03A type B ABB (Nr. 1 16A 3P+N+G CE); Nr. 1 Extra for differential 32A 4P 0,03A type B ABB (Nr. 1 32A 3P+N+G CE); Nr. 1 Extra for differential 63A 4P 0,3A type B ABB (Nr. 1 63A 3P+N+G CE); Protection above radiator panel; Power wirings of sockets with non-insulated terminals. Available for GE from 30 to 40 Kva, from 50 to 100 Kva and from 130 to 250 Kva RB version only (+011) | o | o | o | o | o | o | o | o | o | o | o | o | o | o | o | o | x | x | o | o | o | o | o | o | o | o | o | o | o | o | o
CUSTOM-LEHMANN-03 | 726 | Nr. 1 RCD (PURE DIFFERENTIAL) type A instead of AC 0,03A for 16A sockets (ONE FOR ALL SOCKETS); Nr. 1 socket 3P+N+G 32A 1h (NOT OVER DIFFERENTIAL) instead of standard 3P+N+G 32A 6h socket; Nr. 1 plug supplied loose 32A 1h; Protection above radiator panel; Power wirings of sockets with non-insulated terminals. Available for GE from 15 to 40 Kva, from 50 to 100 Kva and from 130 to 250 Kva RB version only (+011) | o | o | o | o | o | o | o | o | o | o | o | o | o | o | x | x | x | x | o | o | o | o | o | o | o | o | o | o | o | o | o
CUSTOM-LEHMANN-04 | 242 | Nr. 1 RCD (PURE DIFFERENTIAL) type A instead of AC 0,03A for 16-32A sockets (ONE FOR ALL SOCKETS); Protection above radiator panel; Power wirings of sockets with non-insulated terminals. Available for GE from 15 to 40 Kva, from 50 to 100 Kva and from 130 to 250 Kva RB version only (+011) | o | o | o | o | o | o | o | o | o | o | o | o | o | o | x | x | x | x | o | o | o | o | o | o | o | o | o | o | o | o | o
CUSTOM-LEHMANN-06 | 6061 | Nr. 2 Extra for differential 16A 2P 0,03A type A ABB (Nr. 2 Schuko, one instead of standard 16A 1P+N+G); Nr. 1 Extra for differential 16A 4P 0,03A type B ABB (Nr. 1 16A 3P+N+G CE); Nr. 1 Extra for differential 32A 4P 0,03A type B ABB (Nr. 1 32A 3P+N+G CE); Nr. 1 Extra for differential 63A 4P 0,3A type B ABB (Nr. 1 63A 3P+N+G CE); Protection above radiator panel; Power wirings of sockets with non-insulated terminals. Available for GE from 30 to 40 Kva, from 50 to 100 Kva and from 130 to 250 Kva RB version only (+011) | o | o | o | o | o | o | o | o | o | o | o | o | o | o | o | o | x | x | o | o | o | o | o | o | o | o | o | o | o | o | o
CUSTOM-LEHMANN-07 | 1166 | Nr. 1 RCD (PURE DIFFERENTIAL) type A instead of AC 0,03A for 16-32A sockets (ONE FOR ALL SOCKETS); Nr. 1 socket 3P+N+G 63A 1h (NOT OVER DIFFERENTIAL) instead of standard 3P+N+G 63A 6h socket; Nr. 1 plug supplied loose 63A 1h; Protection above radiator panel; Power wirings of sockets with non-insulated terminals. Available for GE from 30 to 40 Kva, from 50 to 100 Kva and from 130 to 250 Kva RB version only (+011) | o | o | o | o | o | o | o | o | o | o | o | o | o | o | o | o | x | x | o | o | o | o | o | o | o | o | o | o | o | o | o
CUSTOM-LEHMANN-11 | 924 | Nr. 1 RCD (PURE DIFFERENTIAL) type A instead of AC 0,03A for 16A sockets (ONE FOR ALL SOCKETS); Nr. 1 socket 32A 3P+N+G 1h (NOT OVER DIFFERENTIAL) instead of standard 32A 3P+N+G CE socket; Nr. 1 plug supplied loose 32A 1h; Nr. 1 (2 for RB version) circuit breaker 1P+N C16 for socket 1P+N+G 16A CE (and Schuko for RB version); Protection above radiator panel; Power wirings of sockets with non- insulated terminals. Available for GE from 15 to 40 Kva and from 50 to 100 Kva version RB (+012) and SS (+012) | o | o | o | o | o | o | o | o | o | o | o | o | o | o | x | x | x | x | o | x | x | x | x | x | x | o | o | o | o | o | o
CUSTOM-LEHMANN-12 | 462 | Nr. 1 RCD type A instead of AC 0,03A for 16-32A sockets (ONE FOR ALL SOCKETS); Nr. 1 (2 for RB version) circuit breaker 1P+N C16 for socket 1P+N+G 16A CE (and Schuko for RB version); Protection above radiator panel; Power wirings of sockets with non- insulated terminals. Available for GE from 10 to 40 Kva and from 50 to 100 Kva version RB (+012) and SS (+012) | o | o | o | o | o | o | o | o | o | o | o | o | o | o | x | x | x | x | x | x | x | x | x | x | x | o | o | o | o | o | o
CUSTOM-LEHMANN-13 | 1364 | Nr. 1 RCD (PURE DIFFERENTIAL) type A instead of AC 0,03A for 16-32A sockets (ONE FOR ALL SOCKETS); Nr. 1 socket 63A 3P+N+G 1h (NOT OVER DIFFERENTIAL) instead of standard 63A 3P+N+G CE socket; Nr. 1 plug supplied loose 63A 1h; Nr. 1 (2 for RB version) circuit breaker 1P+N C16 for socket 1P+N+G 16A CE (and Schuko for RB version); Protection above radiator panel; Power wirings of sockets with non- insulated terminals. Available for GE from 30 to 40 Kva and from 50 to 100 Kva version RB (+012) and SS (+012) | o | o | o | o | o | o | o | o | o | o | o | o | o | o | o | o | x | x | o | o | o | o | x | x | x | o | o | o | o | o | o
CUSTOM-LEHMANN-15 | 3630 | Nr. 1 Bender permanent insulation controller for IT networks up to 230V/400V (without differentials); Nr. 1 Undervoltage coil on the general circuit breaker; Protection above radiator panel; Power wirings of sockets with non-insulated terminals. Available for GE from 15 to 40 Kva, from 50 to 100 Kva and from 130 to 250 Kva RB version only (+011) | o | o | o | o | o | o | o | o | o | o | o | o | o | o | x | x | x | x | o | o | o | o | o | o | o | o | o | o | o | o | o
CUSTOM-LEHMANN-16 | 6160 | Nr. 2 Extra for differential 16A 2P 0,03A type A ABB (Nr. 2 Schuko); Nr. 1 Extra for differential 16A 4P 0,03A type B ABB (Nr. 1 16A 3P+N+G CE); Nr. 2 Extra for differential 32A 4P 0,03A type B ABB (Nr. 2 32A 3P+N+G CE), one instead of standard 63A 3P+N+G CE; Protection above radiator panel; Power wirings of sockets with non- insulated terminals. Available for GE from 15 to 40 Kva, from 50 to 100 Kva and from 130 to 250 Kva RB version only (+011) | o | o | o | o | o | o | o | o | o | o | o | o | o | o | o | o | x | x | o | o | o | o | o | o | o | o | o | o | o | o | o
CUSTOM-LEHMANN-18 | 7502 | Nr. 2 Extra for differential 16A 2P 0,03A type A ABB (Nr. 1 Schuko and Nr.1 16A 1P+N+G CE); Nr. 1 Extra for differential 16A 4P 0,03A type B ABB (Nr. 1 16A 3P+N+G CE); Nr. 1 Extra for differential 32A 4P 0,03A type B ABB (Nr. 1 32A 3P+N+G CE); Nr. 1 Bender permanent insulation controller for IT networks up to 230V/400V; Protection above radiator panel; Power wirings of sockets with non-insulated terminals. Available for GE from 15 to 20 Kva only RB version (+011) | o | o | o | o | o | o | o | o | o | o | o | o | o | o | x | x | o | o | o | o | o | o | o | o | o | o | o | o | o | o | o
CUSTOM-LEHMANN-19 | 5192 | Nr. 2 Extra for differential 16A 2P 0,03A type A ABB (Nr. 1 Schuko and Nr.1 16A 1P+N+G CE); Nr. 1 Extra for differential 16A 4P 0,03A type B ABB (Nr. 1 16A 3P+N+G CE); Nr. 1 Extra for differential 32A 4P 0,03A type B ABB (Nr. 1 32A 3P+N+G CE); Nr. 1 socket 63A 3P+N+G 1h (NOT OVER DIFFERENTIAL) with magneto-thermal protection included, instead of standard 63A 3P+N+G CE; Nr. 1 plug supplied loose 63A 1h; Protection above radiator panel; Power wirings of sockets with non-insulated terminals. Available for GE from 30 to 40 Kva, from 50 to 100 Kva and from 130 to 250 Kva RB version only (+011) | o | o | o | o | o | o | o | o | o | o | o | o | o | o | o | o | x | x | o | o | o | o | o | o | o | o | o | o | o | o | o
CUSTOM-LEHMANN-24 | 5016 | Nr. 2 Extra for differential 16A 2P 0,03A type A ABB (Nr. 1 Schuko and Nr.1 16A 1P+N+G CE); Nr. 1 Extra for differential 16A 4P 0,03A type B ABB (Nr. 1 16A 3P+N+G CE); Nr. 1 Extra for differential 32A 4P 0,03A type B ABB (Nr. 1 32A 3P+N+G CE); Nr. 1 socket 32A 3P+N+G 1h (NOT OVER DIFFERENTIAL) with magneto-thermal protection included; Nr. 1 plug supplied loose 32A 1h; Protection above radiator panel; Power wirings of sockets with non-insulated terminals. Available for GE from 15 to 40 Kva, from 50 to 100 Kva and from 130 to 250 Kva RB version only (+011) | o | o | o | o | o | o | o | o | o | o | o | o | o | o | x | x | x | x | o | o | o | o | o | o | o | o | o | o | o | o | o
CUSTOM-LEHMANN-29 | 704 | Nr. 1 RCD (PURE DIFFERENTIAL) type A instead of AC 0,03A for 16-32A sockets (ONE FOR ALL SOCKETS); Nr. 1 Extra for differential 63A 4P 0,3A type A ABB (Nr. 1 63A 3P+N+G CE); Protection above radiator panel Power wirings of sockets with non- insulated terminals. Available for GE from 15 to 40 Kva, from 50 to 100 Kva and from 130 to 250 Kva RB version only (+011) | o | o | o | o | o | o | o | o | o | o | o | o | o | o | x | x | x | x | o | o | o | o | o | o | o | o | o | o | o | o | o
O.G-MPRB-16A-SCHUKO | 473 | 16A SCHUKO IP65 socket with magneto-thermal breaker for RB Version | o | o | o | o | o | o | o | o | o | o | o | o | o | o | x | x | x | x | o | o | o | o | o | o | o | o | o | o | o | o | o
O.G-MPRB-16A3P | 462 | 16A EC 3P IP65 socket with magneto-thermal breaker | o | o | o | o | o | o | o | o | o | o | o | o | o | o | x | x | x | x | o | o | o | o | o | o | o | o | o | o | o | o | o
O.G-MPRB-16A5P | 506 | 16A EC 5P IP65 socket with magneto-thermal breaker for RB Version | o | o | o | o | o | o | o | o | o | o | o | o | o | o | x | x | x | x | o | o | o | o | o | o | o | o | o | o | o | o | o
O.G-MPRB-32A3P | 638 | 32A EC 3P IP65 socket with magneto-thermal breaker | o | o | o | o | o | o | o | o | o | o | o | o | o | o | o | o | x | x | o | o | o | o | o | o | o | o | o | o | o | o | o
O.G-MPRB-32A5P | 682 | 32A EC 5P IP65 socket with magneto-thermal breaker | o | o | o | o | o | o | o | o | o | o | o | o | o | o | o | x | x | x | o | o | o | o | o | o | o | o | o | o | o | o | o
O.G-MPRB-CMT-01 | 1463 | Automatic switching on board for Gen Sets 10/40 kVA RB Version +011 (no additional sockets allowed) | o | o | o | o | o | o | o | o | o | o | o | o | o | o | x | x | x | x | o | o | o | o | o | o | o | o | o | o | o | o | o
O.G-MPRB-DIF-PR-01 | 418 | Differential protection for modular switch for 1PH 16/32A socket (specify if 0.3A or 0.03A) | o | o | o | o | o | o | o | o | o | o | o | o | o | o | x | x | x | x | o | o | o | o | o | o | o | o | o | o | o | o | o
O.G-MPRB-DIF-PR-02 | 484 | Differential protection for modular switch for 3PH 16/32A socket (specify if 0.3A or 0.03A) | o | o | o | o | o | o | o | o | o | o | o | o | o | o | x | x | x | x | o | o | o | o | o | o | o | o | o | o | o | o | o
O.G-MPRB-DIF-PR-03 | 539 | Differential protection for modular switch for 3PH 63A socket (specify if 0.3A or 0.03A) | o | o | o | o | o | o | o | o | o | o | o | o | o | o | o | o | x | x | o | o | o | o | o | o | o | o | o | o | o | o | o
O.G-USP-16A5P | 385 | Output power socket 16A EC 5P (10/13 kVA) for Gen Sets SS Version +011 | x | x | o | o | o | o | o | o | o | o | o | o | o | o | o | o | o | o | x | x | o | o | o | o | o | o | o | o | o | o | o
O.G-USP-32A5P | 506 | Output power socket 32A EC 5P (15/20 kVA) for Gen Sets SS Version +011 | o | o | x | x | o | o | o | o | o | x | x | x | o | o | o | o | o | o | o | o | o | o | o | o | o | o | o | o | o | o | o
O.G-USP-63A5P | 638 | Output power socket 63A EC 5P (25/40 kVA) for Gen Sets SS Version +011 | o | o | o | o | x | x | x | o | o | o | o | o | x | x | o | o | o | o | o | o | o | o | o | o | o | o | o | o | o | o | o
O.G-USP-MO-01 | 682 | Terminal box with tightening terminals inside the cable entry compartment for Gen Sets 10/40 kVA SS Version | o | o | o | o | o | o | o | o | o | o | o | o | o | o | o | o | o | o | x | x | x | x | x | x | x | o | o | o | o | o | o
O.G-USP-MPRB-01 | 3080 | RB module with 5 sockets, 1 plug and power cable access for GE from 30 to 40 KVA SS version (check feasibility) | o | o | o | o | o | o | o | o | o | o | o | o | o | o | o | o | o | o | o | o | o | o | o | x | x | o | o | o | o | o | o
O.G-USP-SW-MOT.0010-0040 | 1298 | Motorization switch on board machine, integrated in the panel for 10/40 Kva Ge - (for variant +11) | x | x | x | x | x | x | x | o | o | o | o | o | o | o | o | o | o | o | x | x | x | x | x | x | x | o | o | o | o | o | o
O.Q-QBM-BMIN-230V-02 | 979 | Additional price for 230V minimum voltage coil on MCCB both on the control panel and on the alternator (check feasibility) | o | o | o | o | o | o | o | o | o | o | o | o | o | o | o | o | o | o | o | o | o | o | o | o | o | o | x | o | o | o | o
O.Q-QBM-CPI-BEN-01 | 3223 | Permanent insulation controller for IT networks up to 230V / 400V. BENDER IR423- D4-1. Adjustable threshold 10 ÷ 300 kohm. (2 DIN rail modules - check feasibility) | x | x | x | x | x | x | x | x | x | x | x | x | x | x | x | x | x | x | x | x | x | x | x | x | x | x | x | x | x | x | x
O.Q-QLE-K-DIF-M3 | 1441 | Adjustable differential protection only for MC2-PLUS controller for Gen Sets 10/500 kVA (+011 variant) | x | x | x | x | x | x | x | x | x | x | x | x | x | x | x | x | x | x | x | x | x | x | x | x | x | o | o | o | o | o | o
O.Q-QLE-QBM-COM-AMF25 | 2189 | Additional price for QBM COMAP AMF25 panel replacing the standard QLE-A. | x | x | x | x | x | x | x | x | x | x | x | x | x | x | o | o | o | o | x | x | x | x | x | x | x | o | o | o | o | o | o
O.Q-QLE-QBM-DSE-7320 | 2222 | Additional price for QBM DSE7320 panel replacing the standard QLE-A. | x | x | x | x | x | x | x | x | x | x | x | x | x | x | o | o | o | o | x | x | x | x | x | x | x | o | o | o | o | o | o
O.Q-QLE-QPE-MC4 | 1639 | Additional price for QPE-C panel with MC4 replacing the standard QLE-A. | x | x | x | x | x | x | x | x | x | x | x | x | x | x | o | o | o | o | x | x | x | x | x | x | x | o | o | o | o | o | o
O.Q-QMC-K-DIF-R1 | 748 | Adjustable differential protection only for QMC panel for Gen Sets 10/40 kVA (Variant +010 / +011) | o | o | o | o | o | o | o | o | o | o | o | o | o | o | x | x | x | x | x | x | x | x | x | x | x | o | o | o | o | o | o
O.Q-QMC-RX8-QMC | 1298 | Start-stop radio control with max. radius 500 mt indoors and 5 km outdoors (for QMC panel). | o | o | o | o | o | o | o | o | o | o | o | o | o | o | x | x | x | x | x | x | x | x | x | x | x | o | o | o | o | o | o
O.Q-QMC-SAS-01 | 2222 | Auto Start-Stop at load request (QMC panel) | o | o | o | o | o | o | o | o | o | o | o | o | o | o | x | x | x | x | x | x | x | x | x | x | x | o | o | o | o | o | o
O.Q-QPE-485.CONV-LAN | 1177 | Converter 485/LAN for QPE-C, QLE-B panel | o | o | o | o | o | o | o | o | o | o | o | o | o | o | x | x | x | x | o | o | o | o | o | o | o | x | x | x | x | x | x
O.Q-QPE-485.CONV-USB | 748 | Converter 485/USB for QPE panel | o | o | o | o | o | o | o | o | o | o | o | o | o | o | x | x | x | x | o | o | o | o | o | o | o | x | x | x | x | x | x
O.Q-QPE-DIS-MS.01 | 1386 | MASTER/SLAVE device for QPE panel | o | o | o | o | o | o | o | o | o | o | o | o | o | o | x | x | x | x | o | o | o | o | o | o | o | x | x | x | x | x | x
O.Q-QPE-INT-CST-01 | 242 | GE main switch STATUS contact wired to terminal board inside the QPE panel on board generator (10 / 40KVA) (no variant +10) | x | x | x | x | x | x | x | x | x | x | x | x | x | x | x | x | x | x | x | x | x | x | x | x | x | o | o | o | o | o | o
O.Q-QPE-K-DIF | 1034 | Differential protection adjustable for the MC4 | o | o | o | o | o | o | o | o | o | o | o | o | o | o | x | x | x | x | o | o | o | o | o | o | o | x | x | x | x | x | x
O.Q-QPE-MD-QPE-C | 924 | GSM remote management modem for QPE panel | o | o | o | o | o | o | o | o | o | o | o | o | o | o | x | x | x | x | o | o | o | o | o | o | o | x | x | x | x | x | x
O.Q-QPE-POT-VOLT | 924 | Internal potentiometer for voltage regulation - available only for variant +10/+11 | o | o | o | o | o | o | o | o | o | o | o | o | o | o | x | x | x | x | o | o | o | o | o | o | o | x | x | x | x | x | x
O.Q-QPE-PR-QPE-C | 2057 | Remote panel for QPE-C, QLE-B - available only for variant +10/+11 | o | o | o | o | o | o | o | o | o | o | o | o | o | o | x | x | x | x | o | o | o | o | o | o | o | x | x | x | x | x | x
O.Q-QPE-QBM-COM-AMF25 | 1078 | Option with QBM COMAP AMF25 controller on board instead of QPE | o | o | o | o | o | o | o | o | o | o | o | o | o | o | x | x | x | x | o | o | o | o | o | o | o | x | x | x | x | x | x
O.Q-QPE-QBM-DSE-7320 | 1100 | Option with QBM DSE7320 controller on board instead of QPE. | o | o | o | o | o | o | o | o | o | o | o | o | o | o | x | x | x | x | o | o | o | o | o | o | o | x | x | x | x | x | x
O.Q-QPE-RIL-16RELE | 1100 | 16-relay module for QPE panel | o | o | o | o | o | o | o | o | o | o | o | o | o | o | x | x | x | x | o | o | o | o | o | o | o | x | x | x | x | x | x
O.Q-QPE-RX8-QPE-C | 1298 | Start-stop radio control with max. radius 500 mt indoors and 5 km outdoors (for QPE panel). | o | o | o | o | o | o | o | o | o | o | o | o | o | o | x | x | x | x | o | o | o | o | o | o | o | x | x | x | x | x | x
O.Q-QPE-SAS-02 | 2299 | Auto Start-Stop at load request (QPE, QLE panels) | x | x | x | x | x | x | o | o | o | o | o | o | o | o | x | x | x | x | x | x | x | x | x | x | x | x | x | x | x | x | x
O.Q-QPE-SCD-01 | 682 | Anti-condensation heater inside the panel | o | o | o | o | o | o | o | o | o | o | o | o | o | o | x | x | x | x | o | o | o | o | o | o | o | x | x | x | x | x | x
O.Q-QPE-TG-EVO-GPS-4G | 5896 | Remote management system via LAN/GSM 4G with WEB application and GPS location system | o | o | o | o | o | o | o | o | o | o | o | o | o | o | x | x | x | x | o | o | o | o | o | o | o | x | x | x | x | x | x
O.Q-QPE-TG-QPE-C | 1463 | Remote management software via LAN for QPE-C, QLE-B panel compatible with Windows XP and 7 | o | o | o | o | o | o | o | o | o | o | o | o | o | o | x | x | x | x | o | o | o | o | o | o | o | x | x | x | x | x | x
Двигатель | 0
O.G-MOT-FC-1 | 1034 | Dust collector filter - for Gen Sets 10/20 kVA | x | x | x | x | o | o | o | o | o | o | o | o | o | o | x | x | o | o | x | x | x | x | o | o | o | x | x | x | x | o | o
O.G-MOT-FC-2 | 1188 | Dust collector filter - for Gen Sets 25/40 kVA | o | o | o | o | x | x | x | o | o | o | o | o | o | o | o | o | x | x | o | o | o | o | x | x | x | o | o | o | o | x | x
O.G-MOT-FSA-1 | 1122 | Fuel/Water Separator Filter - for Gen Sets 10/20 kVA | x | x | x | x | o | o | o | o | o | o | o | o | o | o | x | x | o | o | x | x | x | x | o | o | o | x | x | x | x | o | o
O.G-MOT-FSA-2 | 1320 | Fuel/Water Separator Filter - for Gen Sets 25/40 kVA | o | o | o | o | x | x | x | o | o | o | o | o | o | o | o | o | x | x | o | o | o | o | x | x | x | o | o | o | o | x | x
O.G-MOT-K-40C-01 | 495 | Engine liquids suitable for -40°C ambient temperature for Gen Sets 10/40 kVA | x | x | x | x | x | x | x | x | x | x | x | x | x | x | x | x | x | x | x | x | x | x | x | x | x | o | o | o | o | o | o
O.G-MOT-PO-01 | 759 | Oil change pump for Gen Sets 10/100 kVA | x | x | x | x | x | x | x | x | x | x | x | x | x | x | o | o | o | o | x | x | x | x | x | x | x | o | o | o | o | o | o
O.G-MOT-RF-01 | 3872 | Electronic speed governor for Gen Sets 10/40 kVA | x | x | x | x | x | x | x | o | o | o | o | o | o | o | x | x | x | x | x | x | x | x | x | x | x | o | o | o | o | o | o
O.G-MOT-SC-AC-EL-01 | 814 | Engine pre-heater 230V with thermostat on board for Gen Sets 10/100 kVA (BF/PRO/SS/RB) | x | x | x | x | x | x | x | x | x | x | x | x | x | x | x | x | x | x | x | x | x | x | x | x | x | o | o | o | o | o | o
O.G-MOT-SC-AC-EL-02 | 1045 | Super hot engine heater 230V with thermostat on board for Gen Sets 10/100 kVA | x | x | x | x | x | x | x | x | x | x | x | x | x | x | x | x | x | x | x | x | x | x | x | x | x | o | o | o | o | o | o
O.G-MOT-SE-LR-01 | 1078 | Radiator coolant level sensor from 10 to 100 Kva | o | o | o | o | o | o | o | o | o | o | o | o | o | o | x | x | x | x | o | o | o | o | o | o | o | x | x | x | x | x | x
O.G-MOT-SE-PO-LR | 1540 | Oil pressure level and engine temperature sensors (from 10 to 100kVA) | x | x | x | x | x | x | x | o | o | o | o | o | o | o | o | o | o | o | x | x | x | x | x | x | x | x | x | x | x | x | x
O.G-MOT-SRO-AU-12L | 2288 | Automatic oil refilling system (10/40 kVA) | x | x | x | x | x | x | x | o | o | o | o | o | o | o | o | o | o | o | x | x | x | x | x | x | x | x | x | x | x | x | x
Перемещение | 0
O.G-MOV-CN-3 | 3355 | Off-road trailer with 2 pneumatic wheels and tow bar (SS, RB Gen Sets 10/40 kVA) | o | o | o | o | o | o | o | o | o | o | o | o | o | o | x | x | x | x | x | x | x | x | x | x | x | o | o | o | o | o | o
O.G-MOV-CO-ST-02 | 9229 | Roadworthy trailer 80km/h (10/40 kVA), registration excluded. For ge SS combine with cod. O.G-MOV-KRM-SS-01 | o | o | o | o | o | o | o | o | o | o | o | o | o | o | x | x | x | x | x | x | x | x | x | x | x | o | o | o | o | o | o
O.G-MOV-GC-BIG-01 | 638 | Increased central lifting hook with 10x5cm hole (10/250 kVA SS version) | o | o | o | o | o | o | o | o | o | o | o | o | o | o | o | o | o | o | x | x | x | x | x | x | x | o | o | o | o | o | o
O.G-MOV-KAC-01 | 297 | Kit of plates for anchoring unit on trailer using belts. Available for gen sets from 10 to 100kVA only SS and RB version. | o | o | o | o | o | o | o | o | o | o | o | o | o | o | x | x | x | x | x | x | x | x | x | x | x | o | o | o | o | o | o
O.G-MOV-KRM-SS-01 | 1419 | Reinforcement kit for mobile installation (dedicated trailers or wheeled machinery) SS Version from 10 to 40 kVA | o | o | o | o | o | o | o | o | o | o | o | o | o | o | o | o | o | o | x | x | x | x | x | x | x | o | o | o | o | o | o
Автоматический ввод резерва | 0
QC1.0060A | 2332 | Separate ATS panel, 4P - 60A contactors (40 kVA 400V - 30 kVA 230V) Dim. 60 x 25 x 80 cm - 47 kg. (ex QC1.040) | x | x | x | x | x | x | x | o | o | o | o | o | o | o | o | o | o | o | x | x | x | x | x | x | x | x | x | x | x | x | x
QLTS.060A | 1386 | Wall-mounted ATS switching panel 60A 4P (40 kVA 400V - 20 kVA 230V) Dim. 40 x 16 x 40 cm - 12 kg. | x | x | x | x | x | x | x | x | x | x | x | x | x | x | o | o | o | o | x | x | x | x | x | x | x | x | x | x | x | x | x
O.Q-QBM-BMIN-230V-01 | 660 | Additional price for 230V minimum voltage coil on the modular main switch inside the control panel (check feasibility) | x | x | x | x | x | x | x | x | x | x | x | x | x | x | x | x | x | x | x | x | x | x | x | x | x | x | x | x | x | x | x
Выхлопная система | 0
O.G-SCA-CAT-01 | 2442 | Catalytic converter (10/15 kVA) | x | x | x | o | o | o | o | o | o | o | o | o | o | o | x | o | o | o | x | x | x | o | o | o | o | o | o | o | o | o | o
O.G-SCA-CAT-02 | 3190 | Catalytic converter (20 kVA) | o | o | o | x | o | o | o | o | o | o | o | o | o | o | o | x | o | o | o | o | o | x | o | o | o | o | o | o | o | o | o
O.G-SCA-CAT-03 | 3872 | Catalytic converter (25/60 kVA) | o | o | o | o | x | x | x | o | o | o | o | o | o | o | o | o | x | x | o | o | o | o | x | x | x | o | o | o | o | o | o
O.G-SCA-FAP-K20 | 12595 | Particulate filter (DPF) for Gen Sets 10/20 kVA | x | x | x | x | o | o | o | o | o | o | o | o | o | o | x | x | o | o | x | x | x | x | o | o | o | o | o | o | o | o | o
O.G-SCA-FAP-K40 | 15323 | Particulate filter (DPF) for Gen Sets 25/40 kVA | o | o | o | o | x | x | x | o | o | o | o | o | o | o | o | o | x | x | o | o | o | o | x | x | x | o | o | o | o | o | o
O.G-SCA-GF-50 | 759 | Exhaust bellow with flexible joint including flange and counter flange (10/40 kVA) | x | x | x | x | x | x | x | o | o | o | o | o | o | o | o | o | o | o | x | x | x | x | x | x | x | o | o | o | o | o | o
O.G-SCA-KS-50 | 308 | Exhaust flex pipe for drainage (length 3 mt.) | x | x | x | x | x | x | x | x | x | x | x | x | x | x | o | o | o | o | x | x | x | x | x | x | x | o | o | o | o | o | o
O.G-SCA-MR-02 | 1584 | Residential muffler -35 dBA (10/20 kVA) | x | x | x | x | o | o | o | o | o | o | o | o | o | o | o | o | o | o | o | o | o | o | o | o | o | o | o | o | o | o | o
O.G-SCA-MR-03 | 1881 | Residential muffler -35 dBA (25/40 kVA) | o | o | o | o | x | x | x | o | o | o | o | o | o | o | o | o | o | o | o | o | o | o | o | o | o | o | o | o | o | o | o
O.G-SCA-MR-MO-01 | 1881 | Installation on board for residential muffler, particulate filter, catalytic converter on BF (10/100 kVA) | x | x | x | x | x | x | x | o | o | o | o | o | o | o | o | o | o | o | o | o | o | o | o | o | o | o | o | o | o | o | o
O.G-SCA-PF-01 | 748 | Spark arrestor for Gen Sets 10/40 kVA | x | x | x | x | x | x | x | o | o | o | o | o | o | o | x | x | x | x | x | x | x | x | x | x | x | x | x | x | x | x | x
O.G-SCA-PR-01 | 649 | Exhaust pipe protection kit (10/20 kVA) , SS,RB version | o | o | o | o | o | o | o | o | o | o | o | o | o | o | x | x | o | o | x | x | x | x | o | o | o | o | o | o | o | o | o
O.G-SCA-PR-02 | 726 | Exhaust pipe protection kit (25/40 kVA), SS,RB version | o | o | o | o | o | o | o | o | o | o | o | o | o | o | o | o | x | x | o | o | o | o | x | x | x | o | o | o | o | o | o
Тестирование | 0
MS.CP-LT-01 | 737 | FAT - Factory Acceptance Test for single Gen Set from 10 to 100 kVA according to our standard procedures in Elcos factory (max 2 hours - max 4 people - max 1 hour of operation) | x | x | x | x | x | x | x | x | x | x | x | x | x | x | x | x | x | x | x | x | x | x | x | x | x | x | x | x | x | x | x
MS.CP-SP-01 | 2079 | FAT - Factory Acceptance Test for single custom Gen Set from 10 to 100 kVA max 4 operating hours or parallel system up to 4 units for 1 operating hour, in Elcos factory (max 4 hours - max 4 people ) | x | x | x | x | x | x | x | x | x | x | x | x | x | x | x | x | x | x | x | x | x | x | x | x | x | x | x | x | x | x | x
MS.CP-ST-01 | 1045 | FAT - Factory Acceptance Test for single Gen Set from 10 to 100 kVA according to our standard procedures in Elcos factory (max 4 hours - max 4 people - max 2 hour of operation) | x | x | x | x | x | x | x | x | x | x | x | x | x | x | x | x | x | x | x | x | x | x | x | x | x | x | x | x | x | x | x
MS.RF-ST-01 | 1980 | Noise test report for single Gen Set from 10 to 250 kVA | o | o | o | o | o | o | o | o | o | o | o | o | o | o | x | x | x | x | x | x | x | x | x | x | x | x | x | x | x | x | x
MS.TV-ST-01 | 1342 | Vibration test on 10 points with certificate for single Gen Set from 10 to 250 kVA | x | x | x | x | x | x | x | o | o | o | o | o | o | o | x | x | x | x | x | x | x | x | x | x | x | x | x | x | x | x | x
O.G-VAR-CAT-01 | 1298 | Toolbox for ordinary maintenance. | x | x | x | x | x | x | x | o | o | o | o | o | o | o | x | x | x | x | x | x | x | x | x | x | x | x | x | x | x | x | x
O.G-VAR-PUN-TER-01 | 473 | Round earth spike, diam. 20 mm, height 1.5mt, galvanized, complete with clamp and 3m yellow/green cable model FS17 1x35mm² with cable lugs. | x | x | x | x | x | x | x | x | x | x | x | x | x | x | x | x | x | x | x | x | x | x | x | x | x | x | x | x | x | x | x
O.G-VAR-PUN-TER-02 | 418 | Cross-shaped earth spike, height 1.5mt, galvanized, complete with clamp and 3m yellow/green cable model FS17 1x35mm² with cable lugs. | x | x | x | x | x | x | x | x | x | x | x | x | x | x | x | x | x | x | x | x | x | x | x | x | x | x | x | x | x | x | x
O.G-VAR-SFA-02 | 9482 | Aspiration / expulsion sound attenuators -25dBA for Gen Sets 10/40 kVA BF Version | x | x | x | x | x | x | x | o | o | o | o | o | o | o | o | o | o | o | o | o | o | o | o | o | o | o | o | o | o | o | o
O.G-VAR-TPD-01 | 506 | IP 55 document holder | o | o | o | o | o | o | o | o | o | o | o | o | o | o | o | o | o | o | x | x | x | x | x | x | x | x | x | x | x | x | x

## Опции 50-100 кВА
Дополнительные опции для ДГУ от 50 до 100 кВА (X - опция доступна для заказа, О - опция недоступна для заказа)
Артикул | Цена | Описание | BF |  |  |  | PRO |  |  |  | RB |  |  |  | SS |  |  |  | TLC
|  |  | 50 | 60 | 80 | 100 | 50 | 60 | 80 | 100 | 50 | 60 | 80 | 100 | 50 | 60 | 80 | 100 | 50 | 60
Подача топлива
O.G-ACO-AT-C3V-01 | 913 | External fuel tank connections with 3-way valve for supply from internal or external tank (10/100 kVA) | x | x | x | x | o | o | o | o | o | o | o | o | x | x | x | x | o | o
O.G-ACO-AT-C3V-AR-01 | 1100 | Quick coupling connectors with 3-way valve for internal or external fuel tank connection (10/100 kVA) | o | o | o | o | o | o | o | o | o | o | o | o | x | x | x | x | o | o
O.G-ACO-AT-CI-01 | 440 | External tank connections for supply only from external tank (g without tank) GE 10/100 | x | x | x | x | x | x | x | x | o | o | o | o | x | x | x | x | x | x
O.G-ACO-BT-C2200-1000 | 6952 | 1000 Lt Oversized Fuel Tank on board for SS, RB (50/60 kVA) | o | o | o | o | o | o | o | o | x | x | o | o | x | x | o | o | o | o
O.G-ACO-BT-C2600-1000 | 7502 | 1000 Lt Oversized Fuel Tank on board for SS, RB (80/100 kVA) | o | o | o | o | o | o | o | o | o | o | x | x | o | o | x | x | o | o
O.G-ACO-BT-P2400-600 | 7612 | 600 Lt Oversized Fuel Tank on board for BF/PRO(50/100 kVA), (Increased weight and size) | x | x | x | x | x | x | x | x | o | o | o | o | o | o | o | o | o | o
O.G-ACO-BT-TLC-2000 | 5940 | 2000 Lt Oversized Fuel Tank on board for TLC replacing the 1000 lt standard tank (20/60 kVA), (Increased weight and size) | o | o | o | o | o | o | o | o | o | o | o | o | o | o | o | o | x | x
O.G-ACO-GA-01 | 935 | Mechanical analogue float for internal fuel tank on board | x | x | x | x | o | o | o | o | x | x | x | x | x | x | x | x | x | x
O.G-ACO-GA-02 | 1364 | Electrical analogue float to monitor the external refilling point on board | o | o | o | o | o | o | o | o | x | x | x | x | x | x | x | x | x | x
O.G-ACO-RE-01 | 1078 | External refilling point for Gen Sets 10/250 kVA, SS, RB versions | o | o | o | o | o | o | o | o | x | x | x | x | x | x | x | x | o | o
O.G-ACO-RE-SP-01 | 1606 | External refilling point with warning light for Gen Sets 10/250 kVA, SS, RB versions | o | o | o | o | o | o | o | o | x | x | x | x | x | x | x | x | o | o
O.G-ACO-ST-2P | 1859 | Double redundant electric pump kit for automatic fuel refilling system | x | x | x | x | o | o | o | o | o | o | o | o | o | o | o | o | o | o
O.G-ACO-ST-BG-ES1 | 2068 | "Easy" automatic fuel refilling system on board, controlled by QPE-C and QLE-B panels | x | x | x | x | o | o | o | o | x | x | x | x | x | x | x | x | x | x
O.G-ACO-ST-BG-HDT | 4433 | "Heavy Duty" automatic fuel refilling system on board, controlled by QPE-C and QLE-B panels | x | x | x | x | o | o | o | o | o | o | o | o | o | o | o | o | o | o
O.G-ACO-ST-BG-STD | 3663 | "Standard" automatic fuel refilling system on board, controlled by QPE-C and QLE-B panels | x | x | x | x | o | o | o | o | x | x | x | x | x | x | x | x | x | x
O.G-ACO-TK-ST-250 | 1727 | Partitioned metal tank and reinforced brackets for transport on trailer (SS only) | o | o | o | o | o | o | o | o | o | o | o | o | x | x | x | x | o | o
Альтернатор | 0
O.G-ALT-AL-CHBR-02 | 1903 | Different brand alternator 50/100 kVA (Check dimensions) | x | x | x | x | o | o | o | o | o | o | o | o | x | x | x | x | x | x
O.G-ALT-AL-COTE-01 | 3267 | Temperature control unit up to 4 x PT100 probes for MC4 management | o | o | x | x | o | o | o | o | o | o | x | x | o | o | x | x | o | o
O.G-ALT-ST-ACO-01 | 781 | Anti-condensation heater 230 V (on Stamford from 80 to 2000 kVA) | o | o | x | x | o | o | o | o | o | o | x | x | o | o | x | x | o | o
O.G-ALT-ST-AVR-MX321 | 3784 | Stamford MX321 automatic voltage regulator with PMG (Check dimensions) | o | o | x | x | o | o | o | o | o | o | x | x | o | o | x | x | o | o
O.G-ALT-ST-AVR-MX341 | 3487 | Stamford MX341 automatic voltage regulator with PMG (Check dimensions) | o | o | x | x | o | o | o | o | o | o | x | x | o | o | x | x | o | o
O.G-ALT-ST-PT100-1CU | 1881 | 1 x PT100 probe on bearing (80/3000 kVA) | o | o | x | x | o | o | o | o | o | o | x | x | o | o | x | x | o | o
O.G-ALT-ST-PT100-3AV | 2211 | nr. 3 RTD-PT100 probes on stator windings (80/3000 kVA) | o | o | x | x | o | o | o | o | o | o | x | x | o | o | x | x | o | o
O.G-ALT-ST-PT100-6AV | 3806 | nr. 3+3 RTD-PT100 probes on stator windings (80/3000 kVA) | o | o | x | x | o | o | o | o | o | o | o | o | o | o | x | x | o | o
O.G-ALT-ST-RIGU-01 | 2926 | Diode Failure Detector (DFD) mounted on the alternator. Alarm contact available into the panel | o | o | x | x | o | o | o | o | o | o | x | x | o | o | x | x | o | o
Аккумуляторные батареи | 0
O.G-BAT-BAE-02 | 902 | Maintenance free high efficiency starter batteries (50/100 kVA) | x | x | x | x | x | x | x | x | x | x | x | x | x | x | x | x | x | x
O.G-BAT-DOB-01 | 1177 | Redundant battery kit for Gen Sets 50/100 kVA | x | x | x | x | o | o | o | o | o | o | o | o | x | x | x | x | o | o
O.G-BAT-STB-01 | 693 | Battery isolator lockable (10/100 kVA) | x | x | x | x | x | x | x | x | o | o | o | o | x | x | x | x | x | x
Кожух | 0
O.G-COF-55-COF-02 | 36564 | 55 dBA Canopy for Gen Sets 50/100 kVA (BF Version) | x | x | x | x | o | o | o | o | o | o | o | o | o | o | o | o | o | o
O.G-COF-AM-01 | 495 | Hinges and Doors with tamper-proof device (10/100 kVA) | o | o | o | o | o | o | o | o | x | x | x | x | x | x | x | x | o | o
O.G-COF-AP-01 | 1089 | Door opening alarm system (each door) | o | o | o | o | o | o | o | o | x | x | x | x | x | x | x | x | x | x
O.G-COF-C2200-INOX | 17259 | Additional cost for stainless steel canopy (C2200) | o | o | o | o | o | o | o | o | o | o | o | o | x | x | o | o | o | o
O.G-COF-C2600-INOX | 21307 | Additional cost for stainless steel canopy (C2600) | o | o | o | o | o | o | o | o | o | o | o | o | o | o | x | x | o | o
O.G-COF-CA-C2200 | 3223 | IP 43 Conveyors for Gen Sets 50/60 kVA - supplied disassembled | o | o | o | o | o | o | o | o | o | o | o | o | x | x | o | o | o | o
O.G-COF-CA-C2600 | 3773 | IP 43 Conveyors for Gen Sets 80/100 kVA - supplied disassembled | o | o | o | o | o | o | o | o | o | o | o | o | o | o | x | x | o | o
O.G-COF-CH-03 | 1837 | Additional cost for larger canopy C2600 instead of standard C2200 - Dim. cm 260x110x168H - Fuel tank 250 lt | o | o | o | o | o | o | o | o | o | o | o | o | x | x | o | o | o | o
O.G-COF-CH-04 | 6149 | Additional cost for larger canopy C3200 instead of standard C2600 - Dim. cm 320x120x190H - Fuel tank 400lt | o | o | o | o | o | o | o | o | o | o | o | o | o | o | x | x | o | o
O.G-COF-DLO-C2200-15KW | 3124 | Dummy Load 15kW on board for GE 50/60 kVA | o | o | o | o | o | o | o | o | o | o | o | o | x | x | o | o | x | x
O.G-COF-DLO-C2600-25KW | 5412 | Dummy Load 25kW on board for GE 80/100 kVA | o | o | o | o | o | o | o | o | o | o | o | o | o | o | x | x | o | o
O.G-COF-EAF-03 | 803 | Frontal air expulsion for Gen Sets 50/100 kVA (C2200/C2600) (change the noise level) | o | o | o | o | o | o | o | o | o | o | o | o | x | x | x | x | o | o
O.G-COF-FP-01 | 869 | Door stop (10/100 kVA) | o | o | o | o | o | o | o | o | o | o | o | o | x | x | x | x | o | o
O.G-COF-IL-01 | 968 | Internal LED lighting with micro-switches for Gen Sets 10/250 kVA | o | o | o | o | o | o | o | o | x | x | x | x | x | x | x | x | x | x
O.G-COF-PV-01 | 737 | Lift off doors kit (10/100 kVA) for SS and PRO version | o | o | o | o | x | x | x | x | o | o | o | o | x | x | x | x | o | o
O.G-COF-TET-C220 | 2640 | Pitched roof for TLC 45/60 kVA (C2200) | o | o | o | o | o | o | o | o | o | o | o | o | o | o | o | o | x | x
O.G-COF-TRT-MAR-02 | 3608 | High resistance canopy treatment for corrosive environments for 50/100 kVA (SS, RB Versions) | o | o | o | o | o | o | o | o | x | x | x | x | x | x | x | x | x | x
O.G-COF-VER-PAR-02 | 1199 | Canopy custom paint (Grey base-frame) for 50/100 kVA (SS, RB Versions) | o | o | o | o | o | o | o | o | x | x | x | x | x | x | x | x | x | x
O.G-COF-VER-TOT-02 | 1562 | Total canopy custom paint for 50/100 kVA (SS, RB Versions) | o | o | o | o | o | o | o | o | x | x | x | x | x | x | x | x | x | x
Электрика и пульты управления | 0
CUSTOM-LEHMANN-01 | 5830 | Nr. 2 Extra for differential 16A 2P 0,03A type A ABB (Nr. 1 Schuko and Nr.1 16A 1P+N+G CE); Nr. 1 Extra for differential 16A 4P 0,03A type B ABB (Nr. 1 16A 3P+N+G CE); Nr. 1 Extra for differential 32A 4P 0,03A type B ABB (Nr. 1 32A 3P+N+G CE); Nr. 1 Extra for differential 63A 4P 0,3A type B ABB (Nr. 1 63A 3P+N+G CE); Protection above radiator panel; Power wirings of sockets with non-insulated terminals. Available for GE from 30 to 40 Kva, from 50 to 100 Kva and from 130 to 250 Kva RB version only (+011) | o | o | o | o | o | o | o | o | x | x | x | x | o | o | o | o | o | o
CUSTOM-LEHMANN-02 | 13530 | Nr. 3 Extra for differential 16A 2P 0,03A type A ABB (Nr. 3 Schuko); Nr. 1 Extra for differential 16A 4P 0,03A type B ABB (Nr. 1 16A 3P+N+G CE); Nr. 1 Extra for differential 32A 4P 0,03A type B ABB (Nr. 1 32A 3P+N+G CE); Nr. 1 Extra for differential 63A 4P 0,3A type B ABB (Nr. 1 63A 3P+N+G CE); Nr. 1 Extra for differential 125A 4P 0,3 type B ABB (Nr. 1 125A 3P+N+G CE); Protection above radiator panel; Power wirings of sockets with non- insulated terminals. Available for GE from 50 to 100 Kva and from 130 to 250 Kva RB version only (+011) | o | o | o | o | o | o | o | o | x | x | x | x | o | o | o | o | o | o
CUSTOM-LEHMANN-03 | 726 | Nr. 1 RCD (PURE DIFFERENTIAL) type A instead of AC 0,03A for 16A sockets (ONE FOR ALL SOCKETS); Nr. 1 socket 3P+N+G 32A 1h (NOT OVER DIFFERENTIAL) instead of standard 3P+N+G 32A 6h socket; Nr. 1 plug supplied loose 32A 1h; Protection above radiator panel; Power wirings of sockets with non-insulated terminals. Available for GE from 15 to 40 Kva, from 50 to 100 Kva and from 130 to 250 Kva RB version only (+011) | o | o | o | o | o | o | o | o | x | x | x | x | o | o | o | o | o | o
CUSTOM-LEHMANN-04 | 242 | Nr. 1 RCD (PURE DIFFERENTIAL) type A instead of AC 0,03A for 16-32A sockets (ONE FOR ALL SOCKETS); Protection above radiator panel; Power wirings of sockets with non-insulated terminals. Available for GE from 15 to 40 Kva, from 50 to 100 Kva and from 130 to 250 Kva RB version only (+011) | o | o | o | o | o | o | o | o | x | x | x | x | o | o | o | o | o | o
CUSTOM-LEHMANN-05 | 1166 | Nr. 1 RCD (PURE DIFFERENTIAL) type A instead of AC 0,03A for 16-32A sockets (ONE FOR ALL SOCKETS); Nr. 1 socket 3P+N+G 63A 1h (NOT OVER DIFFERENTIAL); Nr. 1 plug supplied loose 63A 1h; Protection above radiator panel; Power wirings of sockets with non-insulated terminals. Available for GE from 50 to 100 Kva and from 130 to 250 Kva RB version only (+011) | o | o | o | o | o | o | o | o | x | x | x | x | o | o | o | o | o | o
CUSTOM-LEHMANN-06 | 6061 | Nr. 2 Extra for differential 16A 2P 0,03A type A ABB (Nr. 2 Schuko, one instead of standard 16A 1P+N+G); Nr. 1 Extra for differential 16A 4P 0,03A type B ABB (Nr. 1 16A 3P+N+G CE); Nr. 1 Extra for differential 32A 4P 0,03A type B ABB (Nr. 1 32A 3P+N+G CE); Nr. 1 Extra for differential 63A 4P 0,3A type B ABB (Nr. 1 63A 3P+N+G CE); Protection above radiator panel; Power wirings of sockets with non-insulated terminals. Available for GE from 30 to 40 Kva, from 50 to 100 Kva and from 130 to 250 Kva RB version only (+011) | o | o | o | o | o | o | o | o | x | x | x | x | o | o | o | o | o | o
CUSTOM-LEHMANN-07 | 1166 | Nr. 1 RCD (PURE DIFFERENTIAL) type A instead of AC 0,03A for 16-32A sockets (ONE FOR ALL SOCKETS); Nr. 1 socket 3P+N+G 63A 1h (NOT OVER DIFFERENTIAL) instead of standard 3P+N+G 63A 6h socket; Nr. 1 plug supplied loose 63A 1h; Protection above radiator panel; Power wirings of sockets with non-insulated terminals. Available for GE from 30 to 40 Kva, from 50 to 100 Kva and from 130 to 250 Kva RB version only (+011) | o | o | o | o | o | o | o | o | x | x | x | x | o | o | o | o | o | o
CUSTOM-LEHMANN-08 | 9504 | Nr. 2 Extra for differential 16A 2P 0,03A type A ABB (Nr. 1 Schuko and Nr.1 16A 1P+N+G CE); Nr. 1 Extra for differential 16A 4P 0,03A type B ABB (Nr. 1 16A 3P+N+G CE); Nr. 1 Extra for differential 32A 4P 0,03A type B ABB (Nr. 1 32A 3P+N+G CE); Nr. 2 Extra for differential 63A 4P 0,3A type B ABB (Nr. 2 63A 3P+N+G CE); Nr. 1 socket 125A 3P+N+G CE (NOT OVER DIFFERENTIAL) with magneto-thermal protection included; Protection above radiator panel; Power wirings of sockets with non-insulated terminals. Available for GE from 50 to 100 Kva and from 130 to 250 Kva RB version only (+011) | o | o | o | o | o | o | o | o | x | x | x | x | o | o | o | o | o | o
CUSTOM-LEHMANN-09 | 14927 | Nr. 2 Extra for differential 16A 2P 0,03A type A ABB (Nr. 1 Schuko and Nr.1 16A 1P+N+G CE); Nr. 1 Extra for differential 16A 4P 0,03A type B ABB (Nr. 1 16A 3P+N+G CE); Nr. 1 Extra for differential 32A 4P 0,03A type B ABB (Nr. 1 32A 3P+N+G CE); Nr. 2 Extra for differential 63A 4P 0,3A type B ABB (Nr. 2 63A 3P+N+G CE); Nr. 1 Extra for differential 125A 4P 0,3 type B ABB (Nr. 1 125A 3P+N+G CE); Protection above radiator panel; Power wirings of sockets with non-insulated terminals. Available for GE from 50 to 100 Kva and from 130 to 250 Kva RB version only (+011) | o | o | o | o | o | o | o | o | x | x | x | x | o | o | o | o | o | o
CUSTOM-LEHMANN-10 | 6732 | Nr. 2 Extra for differential 16A 2P 0,03A type A ABB (Nr. 1 Schuko and Nr.1 16A 1P+N+G CE); Nr. 1 Extra for differential 16A 4P 0,03A type B ABB (Nr. 1 16A 3P+N+G CE); Nr. 1 Extra for differential 32A 4P 0,03A type B ABB (Nr. 1 32A 3P+N+G CE); Nr. 1 Extra for differential 63A 4P 0,3A type B ABB (Nr. 1 63A 3P+N+G CE); Nr. 1 socket 63A 3P+N+G 1h (NOT OVER DIFFERENTIAL) with magneto-thermal protection included; Nr. 1 plug supplied loose 63A 1h; Protection above radiator panel; Power wirings of sockets with non-insulated terminals. Available for GE from 50 to 100 Kva and from 130 to 250 Kva RB version only (+011) | o | o | o | o | o | o | o | o | x | x | x | x | o | o | o | o | o | o
CUSTOM-LEHMANN-11 | 924 | Nr. 1 RCD (PURE DIFFERENTIAL) type A instead of AC 0,03A for 16A sockets (ONE FOR ALL SOCKETS); Nr. 1 socket 32A 3P+N+G 1h (NOT OVER DIFFERENTIAL) instead of standard 32A 3P+N+G CE socket; Nr. 1 plug supplied loose 32A 1h; Nr. 1 (2 for RB version) circuit breaker 1P+N C16 for socket 1P+N+G 16A CE (and Schuko for RB version); Protection above radiator panel; Power wirings of sockets with non-insulated terminals. Available for GE from 15 to 40 Kva and from 50 to 100 Kva version RB (+012) and SS (+012) | o | o | o | o | o | o | o | o | x | x | x | x | x | x | x | x | o | o
CUSTOM-LEHMANN-12 | 462 | Nr. 1 RCD type A instead of AC 0,03A for 16-32A sockets (ONE FOR ALL SOCKETS); Nr. 1 (2 for RB version) circuit breaker 1P+N C16 for socket 1P+N+G 16A CE (and Schuko for RB version); Protection above radiator panel; Power wirings of sockets with non-insulated terminals. Available for GE from 10 to 40 Kva and from 50 to 100 Kva version RB (+012) and SS (+012) | o | o | o | o | o | o | o | o | x | x | x | x | x | x | x | x | o | o
CUSTOM-LEHMANN-13 | 1364 | Nr. 1 RCD (PURE DIFFERENTIAL) type A instead of AC 0,03A for 16-32A sockets (ONE FOR ALL SOCKETS); Nr. 1 socket 63A 3P+N+G 1h (NOT OVER DIFFERENTIAL) instead of standard 63A 3P+N+G CE socket; Nr. 1 plug supplied loose 63A 1h; Nr. 1 (2 for RB version) circuit breaker 1P+N C16 for socket 1P+N+G 16A CE (and Schuko for RB version); Protection above radiator panel; Power wirings of sockets with non-insulated terminals. Available for GE from 30 to 40 Kva and from 50 to 100 Kva version RB (+012) and SS (+012) | o | o | o | o | o | o | o | o | x | x | x | x | x | x | x | x | o | o
CUSTOM-LEHMANN-15 | 3630 | Nr. 1 Bender permanent insulation controller for IT networks up to 230V/400V (without differentials); Nr. 1 Undervoltage coil on the general circuit breaker; Protection above radiator panel; Power wirings of sockets with non-insulated terminals. Available for GE from 15 to 40 Kva, from 50 to 100 Kva and from 130 to 250 Kva RB version only (+011) | o | o | o | o | o | o | o | o | x | x | x | x | o | o | o | o | o | o
CUSTOM-LEHMANN-16 | 6160 | Nr. 2 Extra for differential 16A 2P 0,03A type A ABB (Nr. 2 Schuko); Nr. 1 Extra for differential 16A 4P 0,03A type B ABB (Nr. 1 16A 3P+N+G CE); Nr. 2 Extra for differential 32A 4P 0,03A type B ABB (Nr. 2 32A 3P+N+G CE), one instead of standard 63A 3P+N+G CE; Protection above radiator panel; Power wirings of sockets with non-insulated terminals. Available for GE from 15 to 40 Kva, from 50 to 100 Kva and from 130 to 250 Kva RB version only (+011) | o | o | o | o | o | o | o | o | x | x | x | x | o | o | o | o | o | o
CUSTOM-LEHMANN-17 | 8305 | Nr. 2 Extra for differential 16A 2P 0,03A type A ABB (Nr. 2 Schuko); Nr. 1 Extra for differential 16A 4P 0,03A type B ABB (Nr. 1 16A 3P+N+G CE); Nr. 2 Extra for differential 32A 4P 0,03A type B ABB (Nr. 2 32A 3P+N+G CE); Nr. 1 Extra for differential 63A 4P 0,3A type B ABB (Nr. 1 63A 3P+N+G CE); Protection above radiator panel; Power wirings of sockets with non-insulated terminals. Available for GE from 50 to 100 Kva and from 130 to 250 Kva RB version only (+011) | o | o | o | o | o | o | o | o | x | x | x | x | o | o | o | o | o | o
CUSTOM-LEHMANN-19 | 5192 | Nr. 2 Extra for differential 16A 2P 0,03A type A ABB (Nr. 1 Schuko and Nr.1 16A 1P+N+G CE); Nr. 1 Extra for differential 16A 4P 0,03A type B ABB (Nr. 1 16A 3P+N+G CE); Nr. 1 Extra for differential 32A 4P 0,03A type B ABB (Nr. 1 32A 3P+N+G CE); Nr. 1 socket 63A 3P+N+G 1h (NOT OVER DIFFERENTIAL) with magneto-thermal protection included, instead of standard 63A 3P+N+G CE; Nr. 1 plug supplied loose 63A 1h; Protection above radiator panel; Power wirings of sockets with non-insulated terminals. Available for GE from 30 to 40 Kva, from 50 to 100 Kva and from 130 to 250 Kva RB version only (+011) | o | o | o | o | o | o | o | o | x | x | x | x | o | o | o | o | o | o
CUSTOM-LEHMANN-20 | 8976 | Nr. 2 Extra for differential 16A 2P 0,03A type A ABB (Nr. 1 Schuko and Nr.1 16A 1P+N+G CE); Nr. 1 Extra for differential 16A 4P 0,03A type B ABB (Nr. 1 16A 3P+N+G CE); Nr. 2 Extra for differential 32A 4P 0,03A type B ABB (Nr. 2 32A 3P+N+G CE); Nr. 1 Extra for differential 63A 4P 0,3A type B ABB (Nr. 1 63A 3P+N+G CE); Nr. 1 socket 63A 3P+N+G 1h (NOT OVER DIFFERENTIAL) with magneto-thermal protection included; Nr. 1 plug supplied loose 63A 1h; Protection above radiator panel; Power wirings of sockets with non-insulated terminals. Available for GE from 50 to 100 Kva and from 130 to 250 Kva RB version only (+011) | o | o | o | o | o | o | o | o | x | x | x | x | o | o | o | o | o | o
CUSTOM-LEHMANN-22 | 8129 | Nr. 2 Extra for differential 16A 2P 0,03A type A ABB (Nr. 1 Schuko and Nr.1 16A 1P+N+G CE); Nr. 1 Extra for differential 16A 4P 0,03A type B ABB (Nr. 1 16A 3P+N+G CE); Nr. 1 Extra for differential 32A 4P 0,03A type B ABB (Nr. 1 32A 3P+N+G CE); Nr. 2 Extra for differential 63A 4P 0,3A type B ABB (Nr. 2 63A 3P+N+G CE); Protection above radiator panel; Power wirings of sockets with non-insulated terminals. Available for GE from 50 to 100 Kva and from 130 to 250 Kva RB version only (+011) | o | o | o | o | o | o | o | o | x | x | x | x | o | o | o | o | o | o
CUSTOM-LEHMANN-23 | 7205 | Nr. 2 Extra for differential 16A 2P 0,03A type A ABB (Nr. 1 Schuko and Nr.1 16A 1P+N+G CE); Nr. 1 Extra for differential 16A 4P 0,03A type B ABB (Nr. 1 16A 3P+N+G CE); Nr. 1 Extra for differential 32A 4P 0,03A type B ABB (Nr. 1 32A 3P+N+G CE); Nr. 1 Extra for differential 63A 4P 0,3A type B ABB (Nr. 1 63A 3P+N+G CE); Nr. 1 socket 125A 3P+N+G CE (NOT OVER DIFFERENTIAL) with magneto-thermal protection included; Protection above radiator panel; Power wirings of sockets with non-insulated terminals. Available for GE from 50 to 100 Kva and from 130 to 250 Kva RB version only (+011) | o | o | o | o | o | o | o | o | x | x | x | x | o | o | o | o | o | o
CUSTOM-LEHMANN-24 | 5016 | Nr. 2 Extra for differential 16A 2P 0,03A type A ABB (Nr. 1 Schuko and Nr.1 16A 1P+N+G CE); Nr. 1 Extra for differential 16A 4P 0,03A type B ABB (Nr. 1 16A 3P+N+G CE); Nr. 1 Extra for differential 32A 4P 0,03A type B ABB (Nr. 1 32A 3P+N+G CE); Nr. 1 socket 32A 3P+N+G 1h (NOT OVER DIFFERENTIAL) with magneto-thermal protection included; Nr. 1 plug supplied loose 32A 1h; Protection above radiator panel; Power wirings of sockets with non-insulated terminals. Available for GE from 15 to 40 Kva, from 50 to 100 Kva and from 130 to 250 Kva RB version only (+011) | o | o | o | o | o | o | o | o | x | x | x | x | o | o | o | o | o | o
CUSTOM-LEHMANN-25 | 8481 | Nr. 3 Extra for differential 16A 2P 0,03A type A ABB (Nr. 3 Schuko); Nr. 1 Extra for differential 16A 4P 0,03A type B ABB (Nr. 1 16A 3P+N+G CE); Nr. 1 Extra for differential 32A 4P 0,03A type B ABB (Nr. 1 32A 3P+N+G CE); Nr. 1 Extra for differential 63A 4P 0,3A type B ABB (Nr. 1 63A 3P+N+G CE); Nr. 1 socket 125A 3P+N+G 1h (NOT OVER DIFFERENTIAL) with magneto-thermal protection included; Nr. 1 plug supplied loose 125A 1h; Protection above radiator panel; Power wirings of sockets with non-insulated terminals; Available for GE from 50 to 100 Kva and from 130 to 250 Kva RB version only (+011) | o | o | o | o | o | o | o | o | x | x | x | x | o | o | o | o | o | o
CUSTOM-LEHMANN-28 | 2310 | Nr. 1 RCD (PURE DIFFERENTIAL) type A instead of AC 0,03A for 16-32A sockets (ONE FOR ALL SOCKETS); Nr. 1 Schuko instead of standard 16A 2P+G CE socket Nr. 2 socket 63A 3P+N+G 1h (NOT OVER DIFFERENTIAL) with magneto-thermal protection included; Nr. 2 plug supplied loose 63A 1h; Protection above radiator panel; Power wirings of sockets with non-insulated terminals. Available for GE from 50 to 100 Kva and from 130 to 250 Kva RB version only (+011) | o | o | o | o | o | o | o | o | x | x | x | x | o | o | o | o | o | o
CUSTOM-LEHMANN-29 | 704 | Nr. 1 RCD (PURE DIFFERENTIAL) type A instead of AC 0,03A for 16-32A sockets (ONE FOR ALL SOCKETS); Nr. 1 Extra for differential 63A 4P 0,3A type A ABB (Nr. 1 63A 3P+N+G CE); Protection above radiator panel Power wirings of sockets with non-insulated terminals. Available for GE from 15 to 40 Kva, from 50 to 100 Kva and from 130 to 250 Kva RB version only (+011) | o | o | o | o | o | o | o | o | x | x | x | x | o | o | o | o | o | o
O.G-MPRB-125A5P-01 | 1067 | 125A EC 5P IP65 socket, available for Gen Sets from 50 to 80 kVA RB Version, variant +011. | o | o | o | o | o | o | o | o | x | x | x | o | o | o | o | o | o | o
O.G-MPRB-125A5P-02 | 1529 | 125A EC 5P IP65 socket with 4P magneto-thermal protection, available for Gen Sets 100/500 kVA (RB version, variant +011) | o | o | o | o | o | o | o | o | o | o | o | x | o | o | o | o | o | o
O.G-MPRB-16A-SCHUKO | 473 | 16A SCHUKO IP65 socket with magneto-thermal breaker for RB Version | o | o | o | o | o | o | o | o | x | x | x | x | o | o | o | o | o | o
O.G-MPRB-16A3P | 462 | 16A EC 3P IP65 socket with magneto-thermal breaker | o | o | o | o | o | o | o | o | x | x | x | x | o | o | o | o | o | o
O.G-MPRB-16A5P | 506 | 16A EC 5P IP65 socket with magneto-thermal breaker for RB Version | o | o | o | o | o | o | o | o | x | x | x | x | o | o | o | o | o | o
O.G-MPRB-32A3P | 638 | 32A EC 3P IP65 socket with magneto-thermal breaker | o | o | o | o | o | o | o | o | x | x | x | x | o | o | o | o | o | o
O.G-MPRB-32A5P | 682 | 32A EC 5P IP65 socket with magneto-thermal breaker | o | o | o | o | o | o | o | o | x | x | x | x | o | o | o | o | o | o
O.G-MPRB-63A5P | 891 | 63A EC 5P IP65 socket with magneto-thermal breaker | o | o | o | o | o | o | o | o | o | o | o | x | o | o | o | o | o | o
O.G-MPRB-CMT-02 | 2101 | Automatic switching on board for Gen Sets 50/100 kVA RB Version +011 (no additional sockets allowed) | o | o | o | o | o | o | o | o | x | x | x | x | o | o | o | o | o | o
O.G-MPRB-DIF-PR-01 | 418 | Differential protection for modular switch for 1PH 16/32A socket (specify if 0.3A or 0.03A) | o | o | o | o | o | o | o | o | x | x | x | x | o | o | o | o | o | o
O.G-MPRB-DIF-PR-02 | 484 | Differential protection for modular switch for 3PH 16/32A socket (specify if 0.3A or 0.03A) | o | o | o | o | o | o | o | o | x | x | x | x | o | o | o | o | o | o
O.G-MPRB-DIF-PR-03 | 539 | Differential protection for modular switch for 3PH 63A socket (specify if 0.3A or 0.03A) | o | o | o | o | o | o | o | o | x | x | x | x | o | o | o | o | o | o
O.G-MPRB-DIF-PR-04 | 748 | Differential protection for modular switch for 3PH 125A socket (specify if 0.3A or 0.03A) | o | o | o | o | o | o | o | o | x | x | x | x | o | o | o | o | o | o
O.G-USP-125A5P | 924 | Output power socket 125A EC 5P (50/80 kVA) for Gen Sets SS Version +011 | o | o | o | o | o | o | o | o | o | o | o | o | x | x | x | o | o | o
O.G-USP-MO-02 | 913 | Terminal box with tightening terminals inside the cable entry compartment for Gen Sets 50/100 kVA SS Version | o | o | o | o | o | o | o | o | o | o | o | o | x | x | x | x | o | o
O.G-USP-MPRB-02 | 3971 | RB module with 5 sockets, 1 plug and power cable access for GE from 50 to 100 KVA SS version (check feasibility) | o | o | o | o | o | o | o | o | o | o | o | o | x | x | x | x | o | o
O.G-USP-SW-MOT.0050-0100 | 2222 | Motorization switch on board machine, integrated in the panel for 50/100 Kva Ge - (for variant +11) | x | x | x | x | o | o | o | o | o | o | o | o | x | x | x | x | o | o
O.Q-QBM-BMIN-230V-02 | 979 | Additional price for 230V minimum voltage coil on MCCB both on the control panel and on the alternator (check feasibility) | x | x | x | x | x | x | x | x | x | x | x | x | x | x | x | x | x | x
O.Q-QBM-CPI-BEN-01 | 3223 | Permanent insulation controller for IT networks up to 230V / 400V. BENDER IR423-D4-1. Adjustable threshold 10 ÷ 300 kohm. (2 DIN rail modules - check feasibility) | x | x | x | x | x | x | x | x | x | x | x | x | x | x | x | x | x | x
O.Q-QLE-K-DIF-M3 | 1441 | Adjustable differential protection only for MC2-PLUS controller for Gen Sets 10/500 kVA (+011 variant) | x | x | x | x | x | x | x | x | x | x | x | x | x | x | x | x | o | o
O.Q-QLE-QBM-COM-AMF25 | 2189 | Additional price for QBM COMAP AMF25 panel replacing the standard QLE-A. | o | o | o | o | x | x | x | x | o | o | o | o | o | o | o | o | o | o
O.Q-QLE-QBM-DSE-7320 | 2222 | Additional price for QBM DSE7320 panel replacing the standard QLE-A. | o | o | o | o | x | x | x | x | o | o | o | o | o | o | o | o | o | o
O.Q-QLE-QPE-MC4 | 1639 | Additional price for QPE-C panel with MC4 replacing the standard QLE-A. | o | o | o | o | x | x | x | x | o | o | o | o | o | o | o | o | o | o
O.Q-QMC-K-DIF-R2 | 814 | Adjustable differential protection only for QMC panel for Gen Sets 50/100 kVA (Variant +010 / +011) | o | o | o | o | o | o | o | o | x | x | x | x | x | x | x | x | o | o
O.Q-QMC-RX8-QMC | 1298 | Start-stop radio control with max. radius 500 mt indoors and 5 km outdoors (for QMC panel). | o | o | o | o | o | o | o | o | x | x | x | x | x | x | x | x | o | o
O.Q-QMC-SAS-01 | 2222 | Auto Start-Stop at load request (QMC panel) | o | o | o | o | o | o | o | o | x | x | x | x | x | x | x | x | o | o
O.Q-QPA-COM-IG500 | 3278 | Option with COMAP GC500 controller on board instead of InteliGen 200. | o | o | o | o | o | o | o | o | o | o | o | x | o | o | o | x | o | o
O.Q-QPA-COM-NTCBB | 4994 | Option with COMAP INTELIGEN controller on board instead of InteliGen 200. | o | o | o | o | o | o | o | o | o | o | o | o | o | o | o | x | o | o
O.Q-QPA-DSE-8610 | 1595 | Option with COMAP GC200 controller on board instead of Comap GC200. | o | o | o | o | o | o | o | o | o | o | o | x | o | o | o | x | o | o
O.Q-QPA-LOV-RGK900 | 3762 | Option with LOVATO RGK900 controller on board instead of InteliGen 200. | o | o | o | o | o | o | o | o | o | o | o | o | o | o | o | x | o | o
O.Q-QPE-485.CONV-LAN | 1177 | Converter 485/LAN for QPE-C, QLE-B panel | x | x | x | x | o | o | o | o | x | x | x | x | x | x | x | x | x | x
O.Q-QPE-485.CONV-USB | 748 | Converter 485/USB for QPE panel | x | x | x | x | o | o | o | o | x | x | x | x | x | x | x | x | x | x
O.Q-QPE-DIS-MS.01 | 1386 | MASTER/SLAVE device for QPE panel | x | x | x | x | o | o | o | o | x | x | x | x | x | x | x | x | x | x
O.Q-QPE-INT-CST-02 | 517 | STATUS contact GE main switch wired to terminal board inside the QPE panel (50 / 100KVA) on board the generator (no variant +10) | x | x | x | x | x | x | x | x | x | x | x | x | x | x | x | x | o | o
O.Q-QPE-INT-CTR-02 | 385 | TRIP contact GE main switch wired to terminal board inside the QPE panel (50 / 100KVA) on board the generator (no variant +10) | x | x | x | x | x | x | x | x | x | x | x | x | x | x | x | x | o | o
O.Q-QPE-K-DIF | 1034 | Differential protection adjustable for the MC4 | x | x | x | x | o | o | o | o | x | x | x | x | x | x | x | x | x | x
O.Q-QPE-MD-QPE-C | 924 | GSM remote management modem for QPE panel | x | x | x | x | o | o | o | o | x | x | x | x | x | x | x | x | x | x
O.Q-QPE-POT-VOLT | 924 | Internal potentiometer for voltage regulation - available only for variant +10/+11 | o | o | x | x | o | o | o | o | o | o | x | x | o | o | x | x | o | o
O.Q-QPE-PR-QPE-C | 2057 | Remote panel for QPE-C, QLE-B - available only for variant +10/+11 | x | x | x | x | o | o | o | o | x | x | x | x | x | x | x | x | x | x
O.Q-QPE-QBM-COM-AMF25 | 1078 | Option with QBM COMAP AMF25 controller on board instead of QPE | x | x | x | x | o | o | o | o | x | x | x | x | x | x | x | x | x | x
O.Q-QPE-QBM-DSE-7320 | 1100 | Option with QBM DSE7320 controller on board instead of QPE. | x | x | x | x | o | o | o | o | x | x | x | x | x | x | x | x | x | x
O.Q-QPE-RIL-16RELE | 1100 | 16-relay module for QPE panel | x | x | x | x | o | o | o | o | x | x | x | x | x | x | x | x | x | x
O.Q-QPE-RX8-QPE-C | 1298 | Start-stop radio control with max. radius 500 mt indoors and 5 km outdoors (for QPE panel). | x | x | x | x | o | o | o | o | x | x | x | x | x | x | x | x | x | x
O.Q-QPE-SAS-02 | 2299 | Auto Start-Stop at load request (QPE, QLE panels) | x | x | x | x | o | o | o | o | x | x | x | x | x | x | x | x | x | x
O.Q-QPE-SCD-01 | 682 | Anti-condensation heater inside the panel | x | x | x | x | o | o | o | o | x | x | x | x | x | x | x | x | o | o
O.Q-QPE-TG-EVO-GPS-4G | 5896 | Remote management system via LAN/GSM 4G with WEB application and GPS location system | x | x | x | x | o | o | o | o | x | x | x | x | x | x | x | x | x | x
O.Q-QPE-TG-QPE-C | 1463 | Remote management software via LAN for QPE-C, QLE-B panel compatible with Windows XP and 7 | x | x | x | x | o | o | o | o | x | x | x | x | x | x | x | x | x | x
Двигатель | 0
O.G-MOT-FC-3 | 1364 | Dust collector filter - for Gen Sets 50/60 kVA | x | x | o | o | o | o | o | o | x | x | o | o | x | x | o | o | x | x
O.G-MOT-FC-4 | 1661 | Dust collector filter - for Gen Sets 80/100 kVA | o | o | x | x | o | o | o | o | o | o | x | x | o | o | x | x | o | o
O.G-MOT-FSA-3 | 1606 | Fuel/Water Separator Filter - for Gen Sets 50/60 kVA | x | x | o | o | o | o | o | o | x | x | o | o | x | x | o | o | x | x
O.G-MOT-FSA-4 | 1815 | Fuel/Water Separator Filter - for Gen Sets 80/100 kVA | o | o | x | x | o | o | o | o | o | o | x | x | o | o | x | x | o | o
O.G-MOT-K-40C-02 | 726 | Engine liquids suitable for -40°C ambient temperature for Gen Sets 50/100 kVA | x | x | x | x | x | x | x | x | x | x | x | x | x | x | x | x | o | o
O.G-MOT-PO-01 | 759 | Oil change pump for Gen Sets 10/100 kVA | x | x | x | x | x | x | x | x | o | o | o | o | x | x | x | x | o | o
O.G-MOT-RF-02 | 4752 | Electronic speed governor for Gen Sets 50/200 kVA | x | x | x | x | o | o | o | o | x | x | x | x | x | x | x | x | o | o
O.G-MOT-SC-AC-EL-01 | 814 | Engine pre-heater 230V with thermostat on board for Gen Sets 10/100 kVA (BF/PRO/SS/RB) | x | x | x | x | x | x | x | x | x | x | x | x | x | x | x | x | o | o
O.G-MOT-SC-AC-EL-02 | 1045 | Super hot engine heater 230V with thermostat on board for Gen Sets 10/100 kVA | x | x | x | x | x | x | x | x | x | x | x | x | x | x | x | x | o | o
O.G-MOT-SE-LR-01 | 1078 | Radiator coolant level sensor from 10 to 100 Kva | x | x | x | x | o | o | o | o | x | x | x | x | x | x | x | x | x | x
O.G-MOT-SE-PO-LR | 1540 | Oil pressure level and engine temperature sensors (from 10 to 100kVA) | x | x | x | x | o | o | o | o | o | o | o | o | x | x | x | x | x | x
O.G-MOT-SRO-AU-18L | 2860 | Automatic oil refilling system (50/100 kVA) | x | x | x | x | o | o | o | o | o | o | o | o | x | x | x | x | x | x
Перемещение | 0
O.G-MOV-CN-4 | 4048 | Off-road trailer with 2 pneumatic wheels and tow bar (SS, RB Gen Sets 50/100 kVA) For ge SS combine with cod O.G-MOV-KRM-SS-02 | o | o | o | o | o | o | o | o | x | x | x | x | x | x | x | x | o | o
O.G-MOV-CO-ST-03 | 15983 | Roadworthy trailer 80km/h (50/100 kVA), registration excluded. For ge SS combine with cod. O.G-MOV-KRM-SS-02 | o | o | o | o | o | o | o | o | x | x | x | x | x | x | x | x | o | o
O.G-MOV-GC-BF-2000 | 1474 | Central Lifting hook (50/100 kVA) BF Version | x | x | x | x | o | o | o | o | o | o | o | o | o | o | o | o | o | o
O.G-MOV-GC-BIG-01 | 638 | Increased central lifting hook with 10x5cm hole (10/250 kVA SS version) | o | o | o | o | o | o | o | o | o | o | o | o | x | x | x | x | o | o
O.G-MOV-GC-S2000 | 1111 | Lifting hook (50/100 kVA) PRO Version | o | o | o | o | x | x | x | x | o | o | o | o | o | o | o | o | o | o
O.G-MOV-KAC-01 | 297 | Kit of plates for anchoring unit on trailer using belts. Available for gen sets from 10 to 100kVA only SS and RB version. | o | o | o | o | o | o | o | o | x | x | x | x | x | x | x | x | o | o
O.G-MOV-KRM-SS-02 | 1947 | Reinforcement kit for mobile installation (dedicated trailers or wheeled machinery) SS Version from 50 to 100 kVA | o | o | o | o | o | o | o | o | o | o | o | o | x | x | x | x | o | o
Автоматический ввод резерва | 0
QC1.0090A | 2629 | Separate ATS panel, 4P - 90A contactors (60 kVA 400V - 40 kVA 230V) Dim. 60 x 25 x 80 cm - 48 kg. (ex QC1.060) | x | x | o | o | o | o | o | o | o | o | o | o | x | x | o | o | x | x
QC1.0125A | 3399 | Separate ATS panel, 4P - 125A contactors (80 kVA 400V - 50 kVA 230V) Dim. 60 x 25 x 80 cm - 48 kg. (ex QC1.090) | o | o | x | o | o | o | o | o | o | o | o | o | o | o | x | o | o | o
QC1.0250A | 4015 | Separate ATS panel, ABB 250A motorized change-over (170 kVA 400V - 100 kVA 230V) Dim. 60 x 25 x 80 cm - 56 kg. (ex QC1.165) | o | o | o | x | o | o | o | o | o | o | o | o | o | o | o | x | o | o
QCP1.0250A | 6567 | Separate ATS switching panel, with Lovato ATL 610 control unit, for variant +014, ABB motorized change-over 250A 4P (170kva 400V) and compartment for power cables inlet | o | o | o | x | o | o | o | o | o | o | o | o | o | o | o | x | o | o
QLTS.100A | 1617 | Wall-mounted ATS switching panel 100A 4P (65 kVA 400V - 35 kVA 230V) Dim. 45 x 16 x 40 cm - 12 kg. | x | x | o | o | x | x | o | o | o | o | o | o | x | x | o | o | x | x
QLTS.160A | 1859 | Wall-mounted ATS switching panel 160A 4P (110 kVA 400V) Dim. 50 x 20 x 52 cm - 20 kg. | o | o | x | x | o | o | x | x | o | o | o | o | o | o | x | x | o | o
Выхлопная система | 0
O.G-SCA-CAT-03 | 3872 | Catalytic converter (25/60 kVA) | x | x | o | o | o | o | o | o | x | x | o | o | x | x | o | o | o | o
O.G-SCA-CAT-04 | 4983 | Catalytic converter (80/100 kVA) | o | o | x | x | o | o | o | o | o | o | x | x | o | o | x | x | o | o
O.G-SCA-FAP-K120 | 21131 | Particulate filter (DPF) for Gen Sets 100 kVA | o | o | o | x | o | o | o | o | o | o | o | x | o | o | o | x | o | o
O.G-SCA-FAP-K65 | 16159 | Particulate filter (DPF) for Gen Sets 50/60 kVA | x | x | o | o | o | o | o | o | x | x | o | o | x | x | o | o | o | o
O.G-SCA-FAP-K90 | 19118 | Particulate filter (DPF) for Gen Sets 70/80 kVA | o | o | x | o | o | o | o | o | o | o | x | o | o | o | x | o | o | o
O.G-SCA-GF-80 | 1331 | Exhaust bellow with flexible joint including flange and counter flange (50/250 kVA) | x | x | x | x | o | o | o | o | o | o | o | o | x | x | x | x | o | o
O.G-SCA-KS-60 | 341 | Exhaust flex pipe for drainage (length 3 mt.) | x | x | o | o | o | o | o | o | o | o | o | o | o | o | o | o | o | o
O.G-SCA-KS-80 | 385 | Exhaust flex pipe for drainage (length 3 mt.) | o | o | x | x | o | o | o | o | o | o | o | o | o | o | o | o | o | o
O.G-SCA-MR-04 | 2123 | Residential muffler -35 dBA (50/100 kVA) | x | x | x | x | o | o | o | o | o | o | o | o | o | o | o | o | o | o
O.G-SCA-MR-MO-01 | 1881 | Installation on board for residential muffler, particulate filter, catalytic converter on BF (10/100 kVA) | x | x | x | x | o | o | o | o | o | o | o | o | o | o | o | o | o | o
O.G-SCA-PF-02 | 836 | Spark arrestor for Gen Sets 50/100 kVA | x | x | x | x | o | o | o | o | x | x | x | x | x | x | x | x | x | x
O.G-SCA-PR-03 | 759 | Exhaust pipe protection kit (50/100 kVA) , SS version | o | o | o | o | o | o | o | o | o | o | o | o | x | x | x | x | o | o
Тестирование | 0
MS.CP-LT-01 | 737 | FAT - Factory Acceptance Test for single Gen Set from 10 to 100 kVA according to our standard procedures in Elcos factory (max 2 hours - max 4 people - max 1 hour of operation) | x | x | x | x | x | x | x | x | x | x | x | x | x | x | x | x | x | x
MS.CP-SP-01 | 2079 | FAT - Factory Acceptance Test for single custom Gen Set from 10 to 100 kVA max 4 operating hours or parallel system up to 4 units for 1 operating hour, in Elcos factory (max 4 hours - max 4 people ) | x | x | x | x | x | x | x | x | x | x | x | x | x | x | x | x | x | x
MS.CP-ST-01 | 1045 | FAT - Factory Acceptance Test for single Gen Set from 10 to 100 kVA according to our standard procedures in Elcos factory (max 4 hours - max 4 people - max 2 hour of operation) | x | x | x | x | x | x | x | x | x | x | x | x | x | x | x | x | x | x
MS.RF-ST-01 | 1980 | Noise test report for single Gen Set from 10 to 250 kVA | o | o | o | o | o | o | o | o | x | x | x | x | x | x | x | x | x | x
MS.TV-ST-01 | 1342 | Vibration test on 10 points with certificate for single Gen Set from 10 to 250 kVA | x | x | x | x | o | o | o | o | o | o | o | o | x | x | x | x | o | o
O.G-VAR-CAT-01 | 1298 | Toolbox for ordinary maintenance. | x | x | x | x | o | o | o | o | x | x | x | x | x | x | x | x | x | x
O.G-VAR-PUN-TER-01 | 473 | Round earth spike, diam. 20 mm, height 1.5mt, galvanized, complete with clamp and 3m yellow/green cable model FS17 1x35mm² with cable lugs. | x | x | x | x | x | x | x | x | x | x | x | x | x | x | x | x | x | x
O.G-VAR-PUN-TER-02 | 418 | Cross-shaped earth spike, height 1.5mt, galvanized, complete with clamp and 3m yellow/green cable model FS17 1x35mm² with cable lugs. | x | x | x | x | x | x | x | x | x | x | x | x | x | x | x | x | x | x
O.G-VAR-SFA-03 | 12661 | Aspiration / expulsion sound attenuators -25dBA for Gen Sets 50/1000 kVA BF Version | x | x | x | x | o | o | o | o | o | o | o | o | o | o | o | o | o | o
O.G-VAR-TPD-01 | 506 | IP 55 document holder | o | o | o | o | o | o | o | o | o | o | o | o | x | x | x | x | x | x

## Опции 130-250 кВА
Дополнительные опции для ДГУ от 130 до 250 кВА (X - опция доступна для заказа, О - опция недоступна для заказа)
Артикул | Цена | Описание | BF |  |  |  |  | PRO |  |  |  | RB |  |  |  |  | SS
|  |  | 130 | 150 | 180 | 200 | 250 | 130 | 150 | 200 | 250 | 130 | 150 | 180 | 200 | 250 | 130 | 150 | 180 | 200 | 250
Подача топлива
O.G-ACO-AT-C3V-02 | 1188 | External fuel tank connections with 3-way valve for supply from internal or external tank (130/700 kVA) | x | x | x | x | x | o | o | o | o | o | o | o | o | o | x | x | x | x | x
O.G-ACO-AT-C3V-AR-02 | 1342 | Quick coupling connectors with 3-way valve for internal or external fuel tank connection (130/700 kVA) | o | o | o | o | o | o | o | o | o | o | o | o | o | o | x | x | x | x | x
O.G-ACO-AT-CI-01 | 440 | External tank connections for supply only from external tank (g without tank) GE 10/100 | o | o | o | o | o | x | o | o | o | o | o | o | o | o | o | o | o | o | o
O.G-ACO-AT-CI-02 | 539 | External tank connections for supply only from external tank (g without tank) GE 130/700 | x | x | x | x | x | o | x | x | x | o | o | o | o | o | x | x | x | x | x
O.G-ACO-BT-C3400-1000 | 7788 | 1000 Lt Oversized Fuel Tank on board for SS, RB (130/150 kVA) | o | o | o | o | o | o | o | o | o | x | x | o | o | o | x | x | o | o | o
O.G-ACO-BT-C3400-1500 | 10384 | 1500 Lt Oversized Fuel Tank on board for SS, RB (130/150 kVA) | o | o | o | o | o | o | o | o | o | x | x | o | o | o | x | x | o | o | o
O.G-ACO-BT-C3800-1200 | 8349 | 1200 Lt Oversized Fuel Tank on board for SS, RB (180/250 kVA) | o | o | o | o | o | o | o | o | o | o | o | x | x | x | o | o | x | x | x
O.G-ACO-BT-C3800-2000 | 11187 | 2000 Lt Oversized Fuel Tank on board for SS, RB (180/250 kVA) | o | o | o | o | o | o | o | o | o | o | o | x | x | x | o | o | x | x | x
O.G-ACO-BT-P2400-600 | 7612 | 600 Lt Oversized Fuel Tank on board for BF/PRO(50/100 kVA), (Increased weight and size) | o | o | o | o | o | x | o | o | o | o | o | o | o | o | o | o | o | o | o
O.G-ACO-BT-P3200-1000 | 11638 | 1000 Lt Oversized Fuel Tank on board for BF/PRO (130/150 kVA), (Increased weight and size) | x | x | o | o | o | o | x | o | o | o | o | o | o | o | o | o | o | o | o
O.G-ACO-BT-P3200-600 | 8459 | 600 Lt Oversized Fuel Tank on board for BF/PRO (130/150 kVA), (Increased weight and size) | x | x | o | o | o | x | x | o | o | o | o | o | o | o | o | o | o | o | o
O.G-ACO-BT-P3700-1000 | 11880 | 1000 Lt Oversized Fuel Tank on board for BF/PRO (180/250 kVA) (Increased weight and size) | o | o | x | x | x | o | o | x | x | o | o | o | o | o | o | o | o | o | o
O.G-ACO-BT-P3700-600 | 8734 | 600 Lt Oversized Fuel Tank on board for BF/PRO (180/250 kVA), (Increased weight and size) | o | o | x | x | x | o | o | x | x | o | o | o | o | o | o | o | o | o | o
O.G-ACO-GA-01 | 935 | Mechanical analogue float for internal fuel tank on board | x | x | x | x | x | o | o | o | o | x | x | x | x | x | x | x | x | x | x
O.G-ACO-GA-02 | 1364 | Electrical analogue float to monitor the external refilling point on board | o | o | o | o | o | o | o | o | o | x | x | x | x | x | x | x | x | x | x
O.G-ACO-RE-01 | 1078 | External refilling point for Gen Sets 10/250 kVA, SS, RB versions | o | o | o | o | o | o | o | o | o | x | x | x | x | x | x | x | x | x | x
O.G-ACO-RE-SP-01 | 1606 | External refilling point with warning light for Gen Sets 10/250 kVA, SS, RB versions | o | o | o | o | o | o | o | o | o | x | x | x | x | x | x | x | x | x | x
O.G-ACO-SP-01 | 1232 | Tank leak sensor with signal reported in the QPE control panel | x | x | x | x | x | o | o | o | o | x | x | x | x | x | x | x | x | x | x
O.G-ACO-ST-2P | 1859 | Double redundant electric pump kit for automatic fuel refilling system | x | x | x | x | x | o | o | o | o | o | o | o | o | x | x | x | x | x | x
O.G-ACO-ST-BG-ES1 | 2068 | "Easy" automatic fuel refilling system on board, controlled by QPE-C and QLE-B panels | x | x | x | x | x | o | o | o | o | x | x | x | x | x | x | x | x | x | x
O.G-ACO-ST-BG-HDT | 4433 | "Heavy Duty" automatic fuel refilling system on board, controlled by QPE-C and QLE-B panels | x | x | x | x | x | o | o | o | o | o | o | o | o | o | x | x | x | x | x
O.G-ACO-ST-BG-STD | 3663 | "Standard" automatic fuel refilling system on board, controlled by QPE-C and QLE-B panels | x | x | x | x | x | o | o | o | o | x | x | x | x | x | x | x | x | x | x
Альтернатор | 0
O.G-ALT-AL-CHBR-03 | 3025 | Different brand alternator 130/250 kVA (Check dimensions) | x | x | x | x | x | o | o | o | o | o | o | o | o | o | x | x | x | x | x
O.G-ALT-AL-COTE-01 | 3267 | Temperature control unit up to 4 x PT100 probes for MC4 management | x | x | x | x | x | o | o | o | o | x | x | x | x | x | x | x | x | x | x
O.G-ALT-ST-ACO-01 | 781 | Anti-condensation heater 230 V (on Stamford from 80 to 2000 kVA) | x | x | x | x | x | o | o | o | o | x | x | x | x | x | x | x | x | x | x
O.G-ALT-ST-AVR-MX321 | 3784 | Stamford MX321 automatic voltage regulator with PMG (Check dimensions) | x | x | x | x | x | o | o | o | o | x | x | x | x | x | x | x | x | x | x
O.G-ALT-ST-AVR-MX341 | 3487 | Stamford MX341 automatic voltage regulator with PMG (Check dimensions) | x | x | x | x | x | o | o | o | o | x | x | x | x | x | x | x | x | x | x
O.G-ALT-ST-PT100-1CU | 1881 | 1 x PT100 probe on bearing (80/3000 kVA) | x | x | x | x | x | o | o | o | o | x | x | x | x | x | x | x | x | x | x
O.G-ALT-ST-PT100-3AV | 2211 | nr. 3 RTD-PT100 probes on stator windings (80/3000 kVA) | x | x | x | x | x | o | o | o | o | x | x | x | x | x | x | x | x | x | x
O.G-ALT-ST-PT100-6AV | 3806 | nr. 3+3 RTD-PT100 probes on stator windings (80/3000 kVA) | x | x | x | x | x | o | o | o | o | o | o | o | o | o | x | x | x | x | x
O.G-ALT-ST-RIGU-01 | 2926 | Diode Failure Detector (DFD) mounted on the alternator. Alarm contact available into the panel | x | x | x | x | x | o | o | o | o | x | x | x | x | x | x | x | x | x | x
Аккумуляторные батареи | 0
O.G-BAT-BAE-02 | 902 | Maintenance free high efficiency starter batteries (50/100 kVA) | o | o | o | o | o | x | o | o | o | o | o | o | o | o | o | o | o | o | o
O.G-BAT-BAE-03 | 1540 | Maintenance free high efficiency starter batteries (130/250 kVA) | x | x | x | x | x | o | x | x | x | x | x | x | x | x | x | x | x | x | x
O.G-BAT-DOB-02 | 6314 | Redundant battery kit for Gen Sets 130/250 kVA | x | x | x | x | x | o | o | o | o | o | o | o | o | o | x | x | x | x | x
O.G-BAT-STB-01 | 693 | Battery isolator lockable (10/100 kVA) | o | o | o | o | o | x | o | o | o | o | o | o | o | o | o | o | o | o | o
O.G-BAT-STB-02 | 869 | Battery isolator lockable(130/700 kVA) | x | x | x | x | x | o | x | x | x | o | o | o | o | o | x | x | x | x | x
Кожух | 0
O.G-COF-55-COF-03 | 41811 | 55 dBA Canopy for Gen Sets 130/250 kVA (BF Version) | x | x | x | x | x | o | o | o | o | o | o | o | o | o | o | o | o | o | o
O.G-COF-AM-01 | 495 | Hinges and Doors with tamper-proof device (10/100 kVA) | o | o | o | o | o | o | o | o | o | o | o | o | o | o | x | x | x | x | x
O.G-COF-AM-02 | 803 | Hinges and Doors with tamper-proof device (130/400 kVA) | o | o | o | o | o | o | o | o | o | x | x | x | x | x | o | o | o | o | o
O.G-COF-AP-01 | 1089 | Door opening alarm system (each door) | o | o | o | o | o | o | o | o | o | x | x | x | x | x | x | x | x | x | x
O.G-COF-C3400-INOX | 28435 | Additional cost for stainless steel canopy (C3400) | o | o | o | o | o | o | o | o | o | o | o | o | o | o | x | x | o | o | o
O.G-COF-C3800-INOX | 32241 | Additional cost for stainless steel canopy (C3800) | o | o | o | o | o | o | o | o | o | o | o | o | o | o | o | o | x | x | x
O.G-COF-CA-C3400 | 4235 | IP 43 Conveyors for Gen Sets 130/150 kVA - supplied disassembled | o | o | o | o | o | o | o | o | o | o | o | o | o | o | x | x | o | o | o
O.G-COF-CA-C3800 | 4631 | IP 43 Conveyors for Gen Sets 180/250 kVA - supplied disassembled | o | o | o | o | o | o | o | o | o | o | o | o | o | o | o | o | x | x | x
O.G-COF-CH-05 | 2101 | Additional cost for larger canopy C3600 instead of standard C3200 - Dim. cm 360x130x205H - Fuel tank 450 lt | o | o | o | o | o | o | o | o | o | o | o | o | o | o | x | x | o | o | o
O.G-COF-CH-06 | 6314 | Additional cost for larger canopy C4100 instead of standard C3600 -Dim. cm 410x150x230H - Fuel Tank 600 lt | o | o | o | o | o | o | o | o | o | o | o | o | o | o | o | o | x | x | x
O.G-COF-DI-C3400-SS | 5467 | Double soundproofing -2 dBA at 7 mt. (130/150 kVA) including IP43 conveyors (provided disassembled) | o | o | o | o | o | o | o | o | o | o | o | o | o | o | x | x | o | o | o
O.G-COF-DI-C3800-SS | 7095 | Double soundproofing -2 dBA at 7 mt. (180/250 kVA) including IP43 conveyors (provided disassembled) | o | o | o | o | o | o | o | o | o | o | o | o | o | o | o | o | x | x | x
O.G-COF-DLO-C3400-45KW | 10109 | Dummy Load 45kW on board for Gen Sets 130/150 kVA | o | o | o | o | o | o | o | o | o | o | o | o | o | o | x | x | o | o | o
O.G-COF-DLO-C3800-60KW | 11704 | Dummy Load 60kW on board for Gen Sets 180/250 kVA | o | o | o | o | o | o | o | o | o | o | o | o | o | o | o | o | x | x | x
O.G-COF-EAF-04 | 1045 | Frontal air expulsion for Gen Sets 130/150 kVA (C3200) (change the noise level) | o | o | o | o | o | o | o | o | o | o | o | o | o | o | x | x | o | o | o
O.G-COF-EAF-05 | 1155 | Frontal air expulsion for Gen Sets 180/250 kVA (C3600) (change the noise level) | o | o | o | o | o | o | o | o | o | o | o | o | o | o | o | o | x | x | x
O.G-COF-FP-02 | 1199 | Door stop (130/1000 kVA) | o | o | o | o | o | o | o | o | o | o | o | o | o | o | x | x | x | x | x
O.G-COF-IL-01 | 968 | Internal LED lighting with micro-switches for Gen Sets 10/250 kVA | o | o | o | o | o | o | o | o | o | x | x | x | x | x | x | x | x | x | x
O.G-COF-PV-02 | 968 | Lift off doors kit for SS versione (130/400 kVA) and PRO version (130/500 KVA) | o | o | o | o | o | x | x | x | x | o | o | o | o | o | x | x | x | x | x
O.G-COF-TRT-MAR-03 | 4741 | High resistance canopy treatment for corrosive environments for 130/250 kVA (SS, RB Versions) | o | o | o | o | o | o | o | o | o | x | x | x | x | x | x | x | x | x | x
O.G-COF-VER-PAR-03 | 1507 | Canopy custom paint (Grey base-frame) for 130/250 kVA (SS, RB Versions) | o | o | o | o | o | o | o | o | o | x | x | x | x | x | x | x | x | x | x
O.G-COF-VER-TOT-03 | 1793 | Total canopy custom paint for 130/250 kVA (SS, RB Versions) | o | o | o | o | o | o | o | o | o | x | x | x | x | x | x | x | x | x | x
Электрика и пульты управления | 0
CUSTOM-LEHMANN-01 | 5830 | Nr. 2 Extra for differential 16A 2P 0,03A type A ABB (Nr. 1 Schuko and Nr.1 16A 1P+N+G CE); Nr. 1 Extra for differential 16A 4P 0,03A type B ABB (Nr. 1 16A 3P+N+G CE); Nr. 1 Extra for differential 32A 4P 0,03A type B ABB (Nr. 1 32A 3P+N+G CE); Nr. 1 Extra for differential 63A 4P 0,3A type B ABB (Nr. 1 63A 3P+N+G CE); Protection above radiator panel; Power wirings of sockets with non-insulated terminals. Available for GE from 30 to 40 Kva, from 50 to 100 Kva and from 130 to 250 Kva RB version only (+011) | o | o | o | o | o | o | o | o | o | x | x | x | x | x | o | o | o | o | o
CUSTOM-LEHMANN-02 | 13530 | Nr. 3 Extra for differential 16A 2P 0,03A type A ABB (Nr. 3 Schuko); Nr. 1 Extra for differential 16A 4P 0,03A type B ABB (Nr. 1 16A 3P+N+G CE); Nr. 1 Extra for differential 32A 4P 0,03A type B ABB (Nr. 1 32A 3P+N+G CE); Nr. 1 Extra for differential 63A 4P 0,3A type B ABB (Nr. 1 63A 3P+N+G CE); Nr. 1 Extra for differential 125A 4P 0,3 type B ABB (Nr. 1 125A 3P+N+G CE); Protection above radiator panel; Power wirings of sockets with non-insulated terminals. Available for GE from 50 to 100 Kva and from 130 to 250 Kva RB version only (+011) | o | o | o | o | o | o | o | o | o | x | x | x | x | x | o | o | o | o | o
CUSTOM-LEHMANN-03 | 726 | Nr. 1 RCD (PURE DIFFERENTIAL) type A instead of AC 0,03A for 16A sockets (ONE FOR ALL SOCKETS); Nr. 1 socket 3P+N+G 32A 1h (NOT OVER DIFFERENTIAL) instead of standard 3P+N+G 32A 6h socket; Nr. 1 plug supplied loose 32A 1h; Protection above radiator panel; Power wirings of sockets with non-insulated terminals. Available for GE from 15 to 40 Kva, from 50 to 100 Kva and from 130 to 250 Kva RB version only (+011) | o | o | o | o | o | o | o | o | o | x | x | x | x | x | o | o | o | o | o
CUSTOM-LEHMANN-04 | 242 | Nr. 1 RCD (PURE DIFFERENTIAL) type A instead of AC 0,03A for 16-32A sockets (ONE FOR ALL SOCKETS); Protection above radiator panel; Power wirings of sockets with non-insulated terminals. Available for GE from 15 to 40 Kva, from 50 to 100 Kva and from 130 to 250 Kva RB version only (+011) | o | o | o | o | o | o | o | o | o | x | x | x | x | x | o | o | o | o | o
CUSTOM-LEHMANN-05 | 1166 | Nr. 1 RCD (PURE DIFFERENTIAL) type A instead of AC 0,03A for 16-32A sockets (ONE FOR ALL SOCKETS); Nr. 1 socket 3P+N+G 63A 1h (NOT OVER DIFFERENTIAL); Nr. 1 plug supplied loose 63A 1h; Protection above radiator panel; Power wirings of sockets with non- insulated terminals. Available for GE from 50 to 100 Kva and from 130 to 250 Kva RB version only (+011) | o | o | o | o | o | o | o | o | o | x | x | x | x | x | o | o | o | o | o
CUSTOM-LEHMANN-06 | 6061 | Nr. 2 Extra for differential 16A 2P 0,03A type A ABB (Nr. 2 Schuko, one instead of standard 16A 1P+N+G); Nr. 1 Extra for differential 16A 4P 0,03A type B ABB (Nr. 1 16A 3P+N+G CE); Nr. 1 Extra for differential 32A 4P 0,03A type B ABB (Nr. 1 32A 3P+N+G CE); Nr. 1 Extra for differential 63A 4P 0,3A type B ABB (Nr. 1 63A 3P+N+G CE); Protection above radiator panel; Power wirings of sockets with non-insulated terminals. Available for GE from 30 to 40 Kva, from 50 to 100 Kva and from 130 to 250 Kva RB version only (+011) | o | o | o | o | o | o | o | o | o | x | x | x | x | x | o | o | o | o | o
CUSTOM-LEHMANN-07 | 1166 | Nr. 1 RCD (PURE DIFFERENTIAL) type A instead of AC 0,03A for 16-32A sockets (ONE FOR ALL SOCKETS); Nr. 1 socket 3P+N+G 63A 1h (NOT OVER DIFFERENTIAL) instead of standard 3P+N+G 63A 6h socket; Nr. 1 plug supplied loose 63A 1h; Protection above radiator panel; Power wirings of sockets with non-insulated terminals. Available for GE from 30 to 40 Kva, from 50 to 100 Kva and from 130 to 250 Kva RB version only (+011) | o | o | o | o | o | o | o | o | o | x | x | x | x | x | o | o | o | o | o
CUSTOM-LEHMANN-08 | 9504 | Nr. 2 Extra for differential 16A 2P 0,03A type A ABB (Nr. 1 Schuko and Nr.1 16A 1P+N+G CE); Nr. 1 Extra for differential 16A 4P 0,03A type B ABB (Nr. 1 16A 3P+N+G CE); Nr. 1 Extra for differential 32A 4P 0,03A type B ABB (Nr. 1 32A 3P+N+G CE); Nr. 2 Extra for differential 63A 4P 0,3A type B ABB (Nr. 2 63A 3P+N+G CE); Nr. 1 socket 125A 3P+N+G CE (NOT OVER DIFFERENTIAL) with magneto-thermal protection included; Protection above radiator panel; Power wirings of sockets with non-insulated terminals. Available for GE from 50 to 100 Kva and from 130 to 250 Kva RB version only (+011) | o | o | o | o | o | o | o | o | o | x | x | x | x | x | o | o | o | o | o
CUSTOM-LEHMANN-09 | 14927 | Nr. 2 Extra for differential 16A 2P 0,03A type A ABB (Nr. 1 Schuko and Nr.1 16A 1P+N+G CE); Nr. 1 Extra for differential 16A 4P 0,03A type B ABB (Nr. 1 16A 3P+N+G CE); Nr. 1 Extra for differential 32A 4P 0,03A type B ABB (Nr. 1 32A 3P+N+G CE); Nr. 2 Extra for differential 63A 4P 0,3A type B ABB (Nr. 2 63A 3P+N+G CE); Nr. 1 Extra for differential 125A 4P 0,3 type B ABB (Nr. 1 125A 3P+N+G CE); Protection above radiator panel; Power wirings of sockets with non-insulated terminals. Available for GE from 50 to 100 Kva and from 130 to 250 Kva RB version only (+011) | o | o | o | o | o | o | o | o | o | x | x | x | x | x | o | o | o | o | o
CUSTOM-LEHMANN-10 | 6732 | Nr. 2 Extra for differential 16A 2P 0,03A type A ABB (Nr. 1 Schuko and Nr.1 16A 1P+N+G CE); Nr. 1 Extra for differential 16A 4P 0,03A type B ABB (Nr. 1 16A 3P+N+G CE); Nr. 1 Extra for differential 32A 4P 0,03A type B ABB (Nr. 1 32A 3P+N+G CE); Nr. 1 Extra for differential 63A 4P 0,3A type B ABB (Nr. 1 63A 3P+N+G CE); Nr. 1 socket 63A 3P+N+G 1h (NOT OVER DIFFERENTIAL) with magneto-thermal protection included; Nr. 1 plug supplied loose 63A 1h; Protection above radiator panel; Power wirings of sockets with non-insulated terminals. Available for GE from 50 to 100 Kva and from 130 to 250 Kva RB version only (+011) | o | o | o | o | o | o | o | o | o | x | x | x | x | x | o | o | o | o | o
CUSTOM-LEHMANN-15 | 3630 | Nr. 1 Bender permanent insulation controller for IT networks up to 230V/400V (without differentials); Nr. 1 Undervoltage coil on the general circuit breaker; Protection above radiator panel; Power wirings of sockets with non-insulated terminals. Available for GE from 15 to 40 Kva, from 50 to 100 Kva and from 130 to 250 Kva RB version only (+011) | o | o | o | o | o | o | o | o | o | x | x | x | x | x | o | o | o | o | o
CUSTOM-LEHMANN-16 | 6160 | Nr. 2 Extra for differential 16A 2P 0,03A type A ABB (Nr. 2 Schuko); Nr. 1 Extra for differential 16A 4P 0,03A type B ABB (Nr. 1 16A 3P+N+G CE); Nr. 2 Extra for differential 32A 4P 0,03A type B ABB (Nr. 2 32A 3P+N+G CE), one instead of standard 63A 3P+N+G CE; Protection above radiator panel; Power wirings of sockets with non-insulated terminals. Available for GE from 15 to 40 Kva, from 50 to 100 Kva and from 130 to 250 Kva RB version only (+011) | o | o | o | o | o | o | o | o | o | x | x | x | x | x | o | o | o | o | o
CUSTOM-LEHMANN-17 | 8305 | Nr. 2 Extra for differential 16A 2P 0,03A type A ABB (Nr. 2 Schuko); Nr. 1 Extra for differential 16A 4P 0,03A type B ABB (Nr. 1 16A 3P+N+G CE); Nr. 2 Extra for differential 32A 4P 0,03A type B ABB (Nr. 2 32A 3P+N+G CE); Nr. 1 Extra for differential 63A 4P 0,3A type B ABB (Nr. 1 63A 3P+N+G CE); Protection above radiator panel; Power wirings of sockets with non-insulated terminals. Available for GE from 50 to 100 Kva and from 130 to 250 Kva RB version only (+011) | o | o | o | o | o | o | o | o | o | x | x | x | x | x | o | o | o | o | o
CUSTOM-LEHMANN-19 | 5192 | Nr. 2 Extra for differential 16A 2P 0,03A type A ABB (Nr. 1 Schuko and Nr.1 16A 1P+N+G CE); Nr. 1 Extra for differential 16A 4P 0,03A type B ABB (Nr. 1 16A 3P+N+G CE); Nr. 1 Extra for differential 32A 4P 0,03A type B ABB (Nr. 1 32A 3P+N+G CE); Nr. 1 socket 63A 3P+N+G 1h (NOT OVER DIFFERENTIAL) with magneto-thermal protection included, instead of standard 63A 3P+N+G CE; Nr. 1 plug supplied loose 63A 1h; Protection above radiator panel; Power wirings of sockets with non-insulated terminals. Available for GE from 30 to 40 Kva, from 50 to 100 Kva and from 130 to 250 Kva RB version only (+011) | o | o | o | o | o | o | o | o | o | x | x | x | x | x | o | o | o | o | o
CUSTOM-LEHMANN-20 | 8976 | Nr. 2 Extra for differential 16A 2P 0,03A type A ABB (Nr. 1 Schuko and Nr.1 16A 1P+N+G CE); Nr. 1 Extra for differential 16A 4P 0,03A type B ABB (Nr. 1 16A 3P+N+G CE); Nr. 2 Extra for differential 32A 4P 0,03A type B ABB (Nr. 2 32A 3P+N+G CE); Nr. 1 Extra for differential 63A 4P 0,3A type B ABB (Nr. 1 63A 3P+N+G CE); Nr. 1 socket 63A 3P+N+G 1h (NOT OVER DIFFERENTIAL) with magneto-thermal protection included; Nr. 1 plug supplied loose 63A 1h; Protection above radiator panel; Power wirings of sockets with non-insulated terminals. Available for GE from 50 to 100 Kva and from 130 to 250 Kva RB version only (+011) | o | o | o | o | o | o | o | o | o | x | x | x | x | x | o | o | o | o | o
CUSTOM-LEHMANN-22 | 8129 | Nr. 2 Extra for differential 16A 2P 0,03A type A ABB (Nr. 1 Schuko and Nr.1 16A 1P+N+G CE); Nr. 1 Extra for differential 16A 4P 0,03A type B ABB (Nr. 1 16A 3P+N+G CE); Nr. 1 Extra for differential 32A 4P 0,03A type B ABB (Nr. 1 32A 3P+N+G CE); Nr. 2 Extra for differential 63A 4P 0,3A type B ABB (Nr. 2 63A 3P+N+G CE); Protection above radiator panel; Power wirings of sockets with non-insulated terminals. Available for GE from 50 to 100 Kva and from 130 to 250 Kva RB version only (+011) | o | o | o | o | o | o | o | o | o | x | x | x | x | x | o | o | o | o | o
CUSTOM-LEHMANN-23 | 7205 | Nr. 2 Extra for differential 16A 2P 0,03A type A ABB (Nr. 1 Schuko and Nr.1 16A 1P+N+G CE); Nr. 1 Extra for differential 16A 4P 0,03A type B ABB (Nr. 1 16A 3P+N+G CE); Nr. 1 Extra for differential 32A 4P 0,03A type B ABB (Nr. 1 32A 3P+N+G CE); Nr. 1 Extra for differential 63A 4P 0,3A type B ABB (Nr. 1 63A 3P+N+G CE); Nr. 1 socket 125A 3P+N+G CE (NOT OVER DIFFERENTIAL) with magneto-thermal protection included; Protection above radiator panel; Power wirings of sockets with non-insulated terminals. Available for GE from 50 to 100 Kva and from 130 to 250 Kva RB version only (+011) | o | o | o | o | o | o | o | o | o | x | x | x | x | x | o | o | o | o | o
CUSTOM-LEHMANN-24 | 5016 | Nr. 2 Extra for differential 16A 2P 0,03A type A ABB (Nr. 1 Schuko and Nr.1 16A 1P+N+G CE); Nr. 1 Extra for differential 16A 4P 0,03A type B ABB (Nr. 1 16A 3P+N+G CE); Nr. 1 Extra for differential 32A 4P 0,03A type B ABB (Nr. 1 32A 3P+N+G CE); Nr. 1 socket 32A 3P+N+G 1h (NOT OVER DIFFERENTIAL) with magneto-thermal protection included; Nr. 1 plug supplied loose 32A 1h; Protection above radiator panel; Power wirings of sockets with non-insulated terminals. Available for GE from 15 to 40 Kva, from 50 to 100 Kva and from 130 to 250 Kva RB version only (+011) | o | o | o | o | o | o | o | o | o | x | x | x | x | x | o | o | o | o | o
CUSTOM-LEHMANN-25 | 8481 | Nr. 3 Extra for differential 16A 2P 0,03A type A ABB (Nr. 3 Schuko); Nr. 1 Extra for differential 16A 4P 0,03A type B ABB (Nr. 1 16A 3P+N+G CE); Nr. 1 Extra for differential 32A 4P 0,03A type B ABB (Nr. 1 32A 3P+N+G CE); Nr. 1 Extra for differential 63A 4P 0,3A type B ABB (Nr. 1 63A 3P+N+G CE); Nr. 1 socket 125A 3P+N+G 1h (NOT OVER DIFFERENTIAL) with magneto-thermal protection included; Nr. 1 plug supplied loose 125A 1h; Protection above radiator panel; Power wirings of sockets with non-insulated terminals; Available for GE from 50 to 100 Kva and from 130 to 250 Kva RB version only (+011) | o | o | o | o | o | o | o | o | o | x | x | x | x | x | o | o | o | o | o
CUSTOM-LEHMANN-28 | 2310 | Nr. 1 RCD (PURE DIFFERENTIAL) type A instead of AC 0,03A for 16-32A sockets (ONE FOR ALL SOCKETS); Nr. 1 Schuko instead of standard 16A 2P+G CE socket Nr. 2 socket 63A 3P+N+G 1h (NOT OVER DIFFERENTIAL) with magneto-thermal protection included; Nr. 2 plug supplied loose 63A 1h; Protection above radiator panel; Power wirings of sockets with non-insulated terminals. Available for GE from 50 to 100 Kva and from 130 to 250 Kva RB version only (+011) | o | o | o | o | o | o | o | o | o | x | x | x | x | x | o | o | o | o | o
CUSTOM-LEHMANN-29 | 704 | Nr. 1 RCD (PURE DIFFERENTIAL) type A instead of AC 0,03A for 16-32A sockets (ONE FOR ALL SOCKETS); Nr. 1 Extra for differential 63A 4P 0,3A type A ABB (Nr. 1 63A 3P+N+G CE); Protection above radiator panel Power wirings of sockets with non-insulated terminals. Available for GE from 15 to 40 Kva, from 50 to 100 Kva and from 130 to 250 Kva RB version only (+011) | o | o | o | o | o | o | o | o | o | x | x | x | x | x | o | o | o | o | o
O.G-MPRB-125A5P-02 | 1529 | 125A EC 5P IP65 socket with 4P magneto-thermal protection, available for Gen Sets 100/500 kVA (RB version, variant +011) | o | o | o | o | o | o | o | o | o | x | x | x | x | x | o | o | o | o | o
O.G-MPRB-16A-SCHUKO | 473 | 16A SCHUKO IP65 socket with magneto-thermal breaker for RB Version | o | o | o | o | o | o | o | o | o | x | x | x | x | x | o | o | o | o | o
O.G-MPRB-16A3P | 462 | 16A EC 3P IP65 socket with magneto-thermal breaker | o | o | o | o | o | o | o | o | o | x | x | x | x | x | o | o | o | o | o
O.G-MPRB-16A5P | 506 | 16A EC 5P IP65 socket with magneto-thermal breaker for RB Version | o | o | o | o | o | o | o | o | o | x | x | x | x | x | o | o | o | o | o
O.G-MPRB-32A3P | 638 | 32A EC 3P IP65 socket with magneto-thermal breaker | o | o | o | o | o | o | o | o | o | x | x | x | x | x | o | o | o | o | o
O.G-MPRB-32A5P | 682 | 32A EC 5P IP65 socket with magneto-thermal breaker | o | o | o | o | o | o | o | o | o | x | x | x | x | x | o | o | o | o | o
O.G-MPRB-63A5P | 891 | 63A EC 5P IP65 socket with magneto-thermal breaker | o | o | o | o | o | o | o | o | o | x | x | x | x | x | o | o | o | o | o
O.G-MPRB-AR-480 | 2992 | Quick coupling connectors 480A installed on board for RB Version | o | o | o | o | o | o | o | o | o | o | o | x | x | x | o | o | o | o | o
O.G-MPRB-CMT-03 | 3762 | Automatic switching on board for Gen Sets 130/150 kVA RB Version +011 (no additional sockets allowed) | o | o | o | o | o | o | o | o | o | x | x | o | o | o | o | o | o | o | o
O.G-MPRB-DIF-PR-01 | 418 | Differential protection for modular switch for 1PH 16/32A socket (specify if 0.3A or 0.03A) | o | o | o | o | o | o | o | o | o | x | x | x | x | x | o | o | o | o | o
O.G-MPRB-DIF-PR-02 | 484 | Differential protection for modular switch for 3PH 16/32A socket (specify if 0.3A or 0.03A) | o | o | o | o | o | o | o | o | o | x | x | x | x | x | o | o | o | o | o
O.G-MPRB-DIF-PR-03 | 539 | Differential protection for modular switch for 3PH 63A socket (specify if 0.3A or 0.03A) | o | o | o | o | o | o | o | o | o | x | x | x | x | x | o | o | o | o | o
O.G-MPRB-DIF-PR-04 | 748 | Differential protection for modular switch for 3PH 125A socket (specify if 0.3A or 0.03A) | o | o | o | o | o | o | o | o | o | x | x | x | x | x | o | o | o | o | o
O.G-USP-AR-480 | 4719 | Powerlock connector 480A on board for SS Version | o | o | o | o | o | o | o | o | o | o | o | o | o | o | o | o | x | x | x
O.G-USP-BR-03 | 891 | Copper bars for MCCB terminal box extension (130/250 kVA) SS Version | o | o | o | o | o | o | o | o | o | o | o | o | o | o | x | x | x | x | x
O.G-USP-MO-03 | 3421 | Terminal box inside the cable entry compartment for Gen Sets 130/250 kVA SS Version | o | o | o | o | o | o | o | o | o | o | o | o | o | o | x | x | x | x | x
O.G-USP-MPRB-03 | 4543 | RB module with 5 sockets, 1 plug and power cable access for GE from 130 to 250 KVA SS version (check feasibility) | o | o | o | o | o | o | o | o | o | o | o | o | o | o | x | x | x | x | x
O.G-USP-SW-MOT.0130-0250 | 2794 | Motorization switch on board machine, integrated in the panel for 130/250 Kva Ge - (for variant +11) | x | x | x | x | x | o | o | o | o | o | o | o | o | o | x | x | x | x | x
O.Q-QBM-BMIN-230V-02 | 979 | Additional price for 230V minimum voltage coil on MCCB both on the control panel and on the alternator (check feasibility) | x | x | x | x | x | x | x | x | x | x | x | x | x | x | x | x | x | x | x
O.Q-QBM-CPI-BEN-01 | 3223 | Permanent insulation controller for IT networks up to 230V / 400V. BENDER IR423-D4-1. Adjustable threshold 10 ÷ 300 kohm. (2 DIN rail modules - check feasibility) | x | x | x | x | x | x | x | x | x | x | x | x | x | x | x | x | x | x | x
O.Q-QLE-K-DIF-M3 | 1441 | Adjustable differential protection only for MC2-PLUS controller for Gen Sets 10/500 kVA (+011 variant) | x | x | x | x | x | x | x | x | x | x | x | x | x | x | x | x | x | x | x
O.Q-QLE-QBM-COM-AMF25 | 2189 | Additional price for QBM COMAP AMF25 panel replacing the standard QLE-A. | o | o | o | o | o | x | x | x | x | o | o | o | o | o | o | o | o | o | o
O.Q-QLE-QBM-DSE-7320 | 2222 | Additional price for QBM DSE7320 panel replacing the standard QLE-A. | o | o | o | o | o | x | x | x | x | o | o | o | o | o | o | o | o | o | o
O.Q-QLE-QPE-MC4 | 1639 | Additional price for QPE-C panel with MC4 replacing the standard QLE-A. | o | o | o | o | o | x | x | x | x | o | o | o | o | o | o | o | o | o | o
O.Q-QPA-COM-IG500 | 3278 | Option with COMAP GC500 controller on board instead of InteliGen 200. | o | o | o | o | o | o | o | o | o | x | x | x | x | x | x | x | x | x | x
O.Q-QPA-COM-NTCBB | 4994 | Option with COMAP INTELIGEN controller on board instead of InteliGen 200. | o | o | o | o | o | o | o | o | o | x | x | x | x | x | x | x | x | x | x
O.Q-QPA-DSE-8610 | 1595 | Option with COMAP GC200 controller on board instead of Comap GC200. | o | o | o | o | o | o | o | o | o | x | x | x | x | x | x | x | x | x | x
O.Q-QPA-LOV-RGK900 | 3762 | Option with LOVATO RGK900 controller on board instead of InteliGen 200. | o | o | o | o | o | o | o | o | o | o | o | o | o | o | x | x | x | x | x
O.Q-QPE-485.CONV-LAN | 1177 | Converter 485/LAN for QPE-C, QLE-B panel | x | x | x | x | x | o | o | o | o | x | x | x | x | x | x | x | x | x | x
O.Q-QPE-485.CONV-USB | 748 | Converter 485/USB for QPE panel | x | x | x | x | x | o | o | o | o | x | x | x | x | x | x | x | x | x | x
O.Q-QPE-DIS-MS.01 | 1386 | MASTER/SLAVE device for QPE panel | x | x | x | x | x | o | o | o | o | x | x | x | x | x | x | x | x | x | x
O.Q-QPE-INT-CST-03 | 660 | STATUS contact GE main switch wired to terminal board inside the QPE panel (130 / 250KVA) on board the GENERATOR. | x | x | x | x | x | x | x | x | x | x | x | x | x | x | x | x | x | x | x
O.Q-QPE-K-DIF | 1034 | Differential protection adjustable for the MC4 | x | x | x | x | x | o | o | o | o | x | x | x | x | x | x | x | x | x | x
O.Q-QPE-MD-QPE-C | 924 | GSM remote management modem for QPE panel | x | x | x | x | x | o | o | o | o | x | x | x | x | x | x | x | x | x | x
O.Q-QPE-POT-VOLT | 924 | Internal potentiometer for voltage regulation - available only for variant +10/+11 | x | x | x | x | x | o | o | o | o | x | x | x | x | x | x | x | x | x | x
O.Q-QPE-PR-QPE-C | 2057 | Remote panel for QPE-C, QLE-B - available only for variant +10/+11 | x | x | x | x | x | o | o | o | o | x | x | x | x | x | x | x | x | x | x
O.Q-QPE-QBM-COM-AMF25 | 1078 | Option with QBM COMAP AMF25 controller on board instead of QPE | x | x | x | x | x | o | o | o | o | x | x | x | x | x | x | x | x | x | x
O.Q-QPE-QBM-DSE-7320 | 1100 | Option with QBM DSE7320 controller on board instead of QPE. | x | x | x | x | x | o | o | o | o | x | x | x | x | x | x | x | x | x | x
O.Q-QPE-RIL-16RELE | 1100 | 16-relay module for QPE panel | x | x | x | x | x | o | o | o | o | x | x | x | x | x | x | x | x | x | x
O.Q-QPE-RX8-QPE-C | 1298 | Start-stop radio control with max. radius 500 mt indoors and 5 km outdoors (for QPE panel). | x | x | x | x | x | o | o | o | o | x | x | x | x | x | x | x | x | x | x
O.Q-QPE-SAS-02 | 2299 | Auto Start-Stop at load request (QPE, QLE panels) | x | x | x | x | x | o | o | o | o | x | x | x | x | x | x | x | x | x | x
O.Q-QPE-SCD-01 | 682 | Anti-condensation heater inside the panel | x | x | x | x | x | o | o | o | o | x | x | x | x | x | x | x | x | x | x
O.Q-QPE-SEL-50-60 | 880 | Switch selector 50Hz 400V / 60Hz 480V | x | x | x | x | x | o | o | o | o | x | x | x | x | x | x | x | x | x | x
O.Q-QPE-TG-EVO-GPS-4G | 5896 | Remote management system via LAN/GSM 4G with WEB application and GPS location system | x | x | x | x | x | o | o | o | o | x | x | x | x | x | x | x | x | x | x
O.Q-QPE-TG-QPE-C | 1463 | Remote management software via LAN for QPE-C, QLE-B panel compatible with Windows XP and 7 | x | x | x | x | x | o | o | o | o | x | x | x | x | x | x | x | x | x | x
Двигатель | 0
O.G-MOT-FC-5 | 1881 | Dust collector filter - for Gen Sets 130/150 kVA | x | x | o | o | o | o | o | o | o | x | x | o | o | o | x | x | o | o | o
O.G-MOT-FC-6 | 2904 | Dust collector filter - for Gen Sets 180/250 kVA | o | o | x | x | x | o | o | o | o | o | o | x | x | x | o | o | x | x | x
O.G-MOT-FSA-5 | 2772 | Fuel/Water Separator Filter - for Gen Sets 130/150 kVA | x | x | o | o | o | o | o | o | o | x | x | o | o | o | x | x | o | o | o
O.G-MOT-FSA-6 | 3289 | Fuel/Water Separator Filter - for Gen Sets 180/250 kVA | o | o | x | x | x | o | o | o | o | o | o | x | x | x | o | o | x | x | x
O.G-MOT-K-40C-02 | 726 | Engine liquids suitable for -40°C ambient temperature for Gen Sets 50/100 kVA | o | o | o | o | o | x | o | o | o | o | o | o | o | o | o | o | o | o | o
O.G-MOT-K-40C-03 | 968 | Engine liquids suitable for -40°C ambient temperature for Gen Sets 130/250 kVA | x | x | x | x | x | o | x | x | x | x | x | x | x | x | x | x | x | x | x
O.G-MOT-MAG-01 | 7480 | Dual starter motor for Gen Sets 130/150 kVA (engine configuration to be checked) | x | x | o | o | o | o | o | o | o | o | o | o | o | o | x | x | o | o | o
O.G-MOT-MAG-02 | 8041 | Dual starter motor for Gen Sets 180/250 kVA (engine configuration to be checked) | o | o | x | x | x | o | o | o | o | o | o | o | o | o | o | o | x | x | x
O.G-MOT-PO-01 | 759 | Oil change pump for Gen Sets 10/100 kVA | o | o | o | o | o | x | o | o | o | o | o | o | o | o | o | o | o | o | o
O.G-MOT-PO-02 | 1045 | Oil change pump for Gen Sets 130/700 kVA | x | x | x | x | x | o | x | x | x | o | o | o | o | o | x | x | x | x | x
O.G-MOT-RF-02 | 4752 | Electronic speed governor for Gen Sets 50/200 kVA | x | x | x | x | o | o | o | o | o | x | x | x | x | o | x | x | x | x | o
O.G-MOT-SC-AC-EL-01B | 1045 | Engine pre-heater 230V with thermostat on board for Gen Sets from 130 to 500 KVA (PRO/RB) | o | o | o | o | o | x | x | x | x | x | x | x | x | x | o | o | o | o | o
O.G-MOT-SC-AC-EL-02 | 1045 | Super hot engine heater 230V with thermostat on board for Gen Sets 10/100 kVA | o | o | o | o | o | x | o | o | o | o | o | o | o | o | o | o | o | o | o
O.G-MOT-SC-AC-EL-03 | 1177 | Super hot engine heater 230V with thermostat on board for Gen Sets 130/250 kVA | x | x | x | x | x | o | x | x | x | x | x | x | x | x | x | x | x | x | x
O.G-MOT-SC-AC-WE-02 | 10923 | Webasto diesel-operated water pre-heater (130/400 kVA) | x | x | x | x | x | o | o | o | o | x | x | x | x | x | x | x | x | x | x
O.G-MOT-SE-LR-02 | 1661 | Radiator coolant level sensor from 130 to 700 kVA | x | x | x | x | x | o | o | o | o | x | x | x | x | x | x | x | x | x | x
O.G-MOT-SRO-AU-30L | 3124 | Automatic oil refilling system (130/250 kVA) | x | x | x | x | x | o | o | o | o | o | o | o | o | o | x | x | x | x | x
Перемещение | 0
O.G-MOV-CN-5 | 11726 | Off-road trailer with 2 pneumatic wheels and tow bar (SS, RB Gen Sets 130/250 kVA) For ge SS combine with cod O.G-MOV-KRM-SS-03 | o | o | o | o | o | o | o | o | o | x | x | x | x | x | x | x | x | x | x
O.G-MOV-CO-ST-04 | 18062 | Roadworthy trailer 80km/h (130/150 kVA), registration excluded. For ge SS combine with cod O.G-MOV-KRM-SS-03 | o | o | o | o | o | o | o | o | o | x | x | o | o | o | x | x | o | o | o
O.G-MOV-CO-ST-05 | #VALUE! | Roadworthy trailer 80km/h (180/250 kVA), registration excluded. For ge SS combine with cod O.G-MOV-KRM-SS-03 | o | o | o | o | o | o | o | o | o | o | o | o | o | o | o | o | x | x | x
O.G-MOV-GC-BF-2400 | 1771 | Central Lifting hook (130/150 kVA) BF Version | x | x | o | o | o | o | o | o | o | o | o | o | o | o | o | o | o | o | o
O.G-MOV-GC-BF-2700 | 2024 | Central Lifting hook (180/250 kVA) BF Version | o | o | x | x | x | o | o | o | o | o | o | o | o | o | o | o | o | o | o
O.G-MOV-GC-BIG-01 | 638 | Increased central lifting hook with 10x5cm hole (10/250 kVA SS version) | o | o | o | o | o | o | o | o | o | o | o | o | o | o | x | x | x | x | x
O.G-MOV-GC-S2000 | 1111 | Lifting hook (50/100 kVA) PRO Version | o | o | o | o | o | x | o | o | o | o | o | o | o | o | o | o | o | o | o
O.G-MOV-GC-S2700 | 1606 | Lifting hook (150/250 kVA) PRO Version | o | o | o | o | o | o | x | x | x | o | o | o | o | o | o | o | o | o | o
O.G-MOV-KRM-SS-03 | 2552 | Reinforcement kit for mobile installation (dedicated trailers or wheeled machinery) SS Version from 130 to 250 kVA | o | o | o | o | o | o | o | o | o | o | o | o | o | o | x | x | x | x | x
Автоматический ввод резерва | 0
QC1.0250A | 4015 | Separate ATS panel, ABB 250A motorized change-over (170 kVA 400V - 100 kVA 230V) Dim. 60 x 25 x 80 cm - 56 kg. (ex QC1.165) | x | x | o | o | o | o | o | o | o | o | o | o | o | o | x | x | o | o | o
QC2.0400A | 6347 | Separate ATS panel, ABB 400A motorized change-over (275 kVA 400V - 160 kVA 230V) Dim. 60 x 50 x 160 cm - 109 kg. (ex QC2.275) | o | o | x | x | x | o | o | o | o | o | o | o | o | o | o | o | x | x | x
QCP1.0250A | 6567 | Separate ATS switching panel, with Lovato ATL 610 control unit, for variant +014, ABB motorized change-over 250A 4P (170kva 400V) and compartment for power cables inlet | x | x | o | o | o | o | o | o | o | o | o | o | o | o | x | x | o | o | o
QCP2.0400A | 9757 | Separate ATS switching panel, with Lovato ATL 610 control unit, for variant +014, ABB motorized change-over 400A 4P (275kva 400V) and compartment for power cables inlet | o | o | x | x | x | o | o | o | o | o | o | o | o | o | o | o | x | x | x
QLTS.160A | 1859 | Wall-mounted ATS switching panel 160A 4P (110 kVA 400V) Dim. 50 x 20 x 52 cm - 20 kg. | o | o | o | o | o | x | o | o | o | o | o | o | o | o | o | o | o | o | o
QLTS.250A | 2024 | Wall-mounted ATS switching panel 250A 4P (275 kVA 400V) Dim. 80 x 28 x 60 cm - 40 kg. | x | x | o | o | o | x | x | o | o | o | o | o | o | o | x | x | o | o | o
QLTS.400A | 2948 | Wall-mounted ATS switching panel 400A 4P (275 kVA 400V) Dim. 80 x 28 x 60 cm - 40 kg. | o | o | x | x | x | o | o | x | x | o | o | o | o | o | o | o | x | x | x
Выхлопная система | 0
O.G-SCA-CAT-05 | 6292 | Catalytic converter (130/250 kVA) | x | x | x | x | x | o | o | o | o | x | x | x | x | x | x | x | x | x | x
O.G-SCA-FAP-K150 | 22374 | Particulate filter (DPF) for Gen Sets 130/150 kVA | x | x | o | o | o | o | o | o | o | x | x | o | o | o | x | x | o | o | o
O.G-SCA-FAP-K200 | 26532 | Particulate filter (DPF) for Gen Sets 180/200 kVA | o | o | x | x | o | o | o | o | o | o | o | x | x | o | o | o | x | x | o
O.G-SCA-FAP-K250 | 27698 | Particulate filter (DPF) for Gen Sets 250 kVA | o | o | o | o | x | o | o | o | o | o | o | o | o | x | o | o | o | o | x
O.G-SCA-GF-80 | 1331 | Exhaust bellow with flexible joint including flange and counter flange (50/250 kVA) | x | x | x | x | x | o | o | o | o | o | o | o | o | o | x | x | x | x | x
O.G-SCA-MR-05 | 2409 | Residential muffler -35 dBA (130/250 kVA) | x | x | x | x | x | o | o | o | o | o | o | o | o | o | o | o | o | o | o
O.G-SCA-MR-MO-02 | 4125 | Installation on board for residential muffler, particulate filter, catalytic converter on BF (130/400 kVA) | x | x | x | x | x | o | o | o | o | o | o | o | o | o | o | o | o | o | o
O.G-SCA-PF-03 | 1199 | Spark arrestor for Gen Sets 130/250 kVA | x | x | x | x | x | o | o | o | o | x | x | x | x | x | x | x | x | x | x
Тестирование | 0
MS.CP-LT-01 | 737 | FAT - Factory Acceptance Test for single Gen Set from 10 to 100 kVA according to our standard procedures in Elcos factory (max 2 hours - max 4 people - max 1 hour of operation) | o | o | o | o | o | x | o | o | o | o | o | o | o | o | o | o | o | o | o
MS.CP-LT-02 | 1287 | FAT - Factory Acceptance Test for single Gen Set from 130 to 400 kVA according to our standard procedures in Elcos factory (max 2 hours - max 4 people - max 1 hour of operation) | x | x | x | x | x | o | x | x | x | x | x | x | x | x | x | x | x | x | x
MS.CP-SP-01 | 2079 | FAT - Factory Acceptance Test for single custom Gen Set from 10 to 100 kVA max 4 operating hours or parallel system up to 4 units for 1 operating hour, in Elcos factory (max 4 hours - max 4 people ) | o | o | o | o | o | x | o | o | o | o | o | o | o | o | o | o | o | o | o
MS.CP-SP-02 | 4620 | FAT - Factory Acceptance Test for single custom Gen Set from 130 to 400 kVA max 4 operating hours or parallel system up to 4 units for 1 operating hour, in Elcos factory (max 4 hours - max 4 people ) | x | x | x | x | x | o | x | x | x | x | x | x | x | x | x | x | x | x | x
MS.CP-ST-01 | 1045 | FAT - Factory Acceptance Test for single Gen Set from 10 to 100 kVA according to our standard procedures in Elcos factory (max 4 hours - max 4 people - max 2 hour of operation) | o | o | o | o | o | x | o | o | o | o | o | o | o | o | o | o | o | o | o
MS.CP-ST-02 | 2211 | FAT - Factory Acceptance Test for single Gen Set from 130 to 400 kVA according to our standard procedures in Elcos factory (max 4 hours - max 4 people - max 2 hour of operation) | x | x | x | x | x | o | x | x | x | x | x | x | x | x | x | x | x | x | x
MS.RF-ST-01 | 1980 | Noise test report for single Gen Set from 10 to 250 kVA | o | o | o | o | o | o | o | o | o | x | x | x | x | x | x | x | x | x | x
MS.TV-ST-01 | 1342 | Vibration test on 10 points with certificate for single Gen Set from 10 to 250 kVA | x | x | x | x | x | o | o | o | o | o | o | o | o | o | x | x | x | x | x
O.G-VAR-CAT-02 | 1727 | Toolbox for ordinary maintenance. | x | x | x | x | x | o | o | o | o | x | x | x | x | x | x | x | x | x | x
O.G-VAR-PUN-TER-01 | 473 | Round earth spike, diam. 20 mm, height 1.5mt, galvanized, complete with clamp and 3m yellow/green cable model FS17 1x35mm² with cable lugs. | x | x | x | x | x | x | x | x | x | x | x | x | x | x | x | x | x | x | x
O.G-VAR-PUN-TER-02 | 418 | Cross-shaped earth spike, height 1.5mt, galvanized, complete with clamp and 3m yellow/green cable model FS17 1x35mm² with cable lugs. | x | x | x | x | x | x | x | x | x | x | x | x | x | x | x | x | x | x | x
O.G-VAR-SFA-04 | 15103 | Aspiration / expulsion sound attenuators -25dBA for Gen Sets 130/250 kVA BF Version | x | x | x | x | x | o | o | o | o | o | o | o | o | o | o | o | o | o | o
O.G-VAR-TPD-01 | 506 | IP 55 document holder | o | o | o | o | o | o | o | o | o | o | o | o | o | o | x | x | x | x | x

## Опции 275-400 кВА
Дополнительные опции для ДГУ от 275 до 400 кВА (X - опция доступна для заказа, О - опция недоступна для заказа)
Артикул | Цена | Цена | BF |  |  |  |  | PRO |  |  |  | RB |  |  |  | SS
|  |  | 275 | 300 | 350 | 375 | 400 | 275 | 300 | 350 | 400 | 275 | 300 | 350 | 400 | 275 | 300 | 350 | 375 | 400
Подача топлива
O.G-ACO-AT-C3V-02 | 1188 | External fuel tank connections with 3-way valve for supply from internal or external tank (130/700 kVA) | x | x | x | x | x | o | o | o | o | o | o | o | o | x | x | x | x | x
O.G-ACO-AT-C3V-AR-02 | 1342 | Quick coupling connectors with 3-way valve for internal or external fuel tank connection (130/700 kVA) | o | o | o | o | o | o | o | o | o | o | o | o | o | x | x | x | x | x
O.G-ACO-AT-CI-02 | 539 | External tank connections for supply only from external tank (g without tank) GE 130/700 | x | x | x | x | x | x | x | x | x | o | o | o | o | x | x | x | x | x
O.G-ACO-BT-B3000-1000 | 10780 | 1000 Lt Oversized Fuel Tank on board for BF (275/400 kVA), (Increased weight and size) | x | x | x | x | x | o | o | o | o | o | o | o | o | o | o | o | o | o
O.G-ACO-BT-B3000-2000 | 14058 | 2000 Lt Oversized Fuel Tank on board for BF (275/400 kVA), (Increased weight and size) | x | x | x | x | x | o | o | o | o | o | o | o | o | o | o | o | o | o
O.G-ACO-BT-C4100-1000 | 8899 | 1000 Lt Oversized Fuel Tank on board for SS, RB (275/400 kVA) | o | o | o | o | o | o | o | o | o | x | x | x | x | x | x | x | x | x
O.G-ACO-BT-C4100-1900 | 10384 | 1900 Lt Oversized Fuel Tank on board for SS, RB (275/400 kVA) | o | o | o | o | o | o | o | o | o | x | x | x | x | x | x | x | x | x
O.G-ACO-GA-01 | 935 | Mechanical analogue float for internal fuel tank on board | x | x | x | x | x | o | o | o | o | x | x | x | x | x | x | x | x | x
O.G-ACO-GA-02 | 1364 | Electrical analogue float to monitor the external refilling point on board | o | o | o | o | o | o | o | o | o | x | x | x | x | x | x | x | x | x
O.G-ACO-RE-02 | 1353 | External refilling point for Gen Sets 275/400 kVA, SS, RB versions | o | o | o | o | o | o | o | o | o | x | x | x | x | x | x | x | x | x
O.G-ACO-RE-SP-02 | 2024 | External refilling point with warning light for Gen Sets 275/800 kVA, SS, RB versions | o | o | o | o | o | o | o | o | o | x | x | x | x | x | x | x | x | x
O.G-ACO-ST-2P | 1859 | Double redundant electric pump kit for automatic fuel refilling system | x | x | x | x | x | o | o | o | o | x | x | x | x | x | x | x | x | x
O.G-ACO-ST-BG-ES1 | 2068 | "Easy" automatic fuel refilling system on board, controlled by QPE-C and QLE-B panels | x | x | x | x | x | o | o | o | o | x | x | x | x | x | x | x | x | x
O.G-ACO-ST-BG-HDT | 4433 | "Heavy Duty" automatic fuel refilling system on board, controlled by QPE-C and QLE-B panels | x | x | x | x | x | o | o | o | o | o | o | o | o | x | x | x | x | x
O.G-ACO-ST-BG-STD | 3663 | "Standard" automatic fuel refilling system on board, controlled by QPE-C and QLE-B panels | x | x | x | x | x | o | o | o | o | x | x | x | x | x | x | x | x | x
Альтернатор | 0
O.G-ALT-AL-CHBR-04 | 4158 | Different brand alternator 275/400 kVA (Check dimensions) | x | x | x | x | x | o | o | o | o | o | o | o | o | x | x | x | x | x
O.G-ALT-AL-COTE-01 | 3267 | Temperature control unit up to 4 x PT100 probes for MC4 management | x | x | x | x | x | o | o | o | o | x | x | x | x | x | x | x | x | x
O.G-ALT-AL-GEL-03 | 8822 | Joint and bell housing for double-bearing coupling (BF Gen Sets 275/400 kVA) | x | x | x | x | x | o | o | o | o | o | o | o | o | o | o | o | o | o
O.G-ALT-ST-ACO-01 | 781 | Anti-condensation heater 230 V (on Stamford from 80 to 2000 kVA) | x | x | x | x | x | o | o | o | o | x | x | x | x | x | x | x | x | x
O.G-ALT-ST-AVR-MX321 | 3784 | Stamford MX321 automatic voltage regulator with PMG (Check dimensions) | x | x | x | x | x | o | o | o | o | x | x | x | x | x | x | x | x | x
O.G-ALT-ST-AVR-MX341 | 3487 | Stamford MX341 automatic voltage regulator with PMG (Check dimensions) | x | x | x | x | x | o | o | o | o | x | x | x | x | x | x | x | x | x
O.G-ALT-ST-BIS-01 | 2134 | Additional cost for double-bearing alternator (select also joint and bell housing code) from 130/700 kVA | x | x | x | x | x | o | o | o | o | o | o | o | o | o | o | o | o | o
O.G-ALT-ST-PT100-1CU | 1881 | 1 x PT100 probe on bearing (80/3000 kVA) | x | x | x | x | x | o | o | o | o | x | x | x | x | x | x | x | x | x
O.G-ALT-ST-PT100-3AV | 2211 | nr. 3 RTD-PT100 probes on stator windings (80/3000 kVA) | x | x | x | x | x | o | o | o | o | x | x | x | x | x | x | x | x | x
O.G-ALT-ST-PT100-6AV | 3806 | nr. 3+3 RTD-PT100 probes on stator windings (80/3000 kVA) | x | x | x | x | x | o | o | o | o | x | x | x | x | x | x | x | x | x
O.G-ALT-ST-RIGU-01 | 2926 | Diode Failure Detector (DFD) mounted on the alternator. Alarm contact available into the panel | x | x | x | x | x | o | o | o | o | x | x | x | x | x | x | x | x | x
Аккумуляторные батареи | 0
O.G-BAT-BAE-03 | 1540 | Maintenance free high efficiency starter batteries (130/250 kVA) | o | o | o | o | o | x | x | x | x | o | o | o | o | o | o | o | o | o
O.G-BAT-BAE-04 | 2167 | Maintenance free high efficiency starter batteries (275/400 kVA) | x | x | x | x | x | o | o | o | o | x | x | x | x | x | x | x | x | x
O.G-BAT-BNC-04 | 14498 | 24Vdc NiCd starter batteries (275/400 kVA) | x | x | x | x | x | o | o | o | o | o | o | o | o | x | x | x | x | x
O.G-BAT-DOB-03 | 8041 | Redundant battery kit for Gen Sets 275/400 kVA | x | x | x | x | x | o | o | o | o | o | o | o | o | x | x | x | x | x
O.G-BAT-STB-02 | 869 | Battery isolator lockable(130/700 kVA) | x | x | x | x | x | x | x | x | x | o | o | o | o | x | x | x | x | x
Кожух | 0
O.G-COF-55-COF-04 | 47025 | 55 dBA Canopy for Gen Sets 275/400 kVA (BF Version) | x | x | x | x | x | o | o | o | o | o | o | o | o | o | o | o | o | o
O.G-COF-AM-02 | 803 | Hinges and Doors with tamper-proof device (130/400 kVA) | o | o | o | o | o | o | o | o | o | x | x | x | x | x | x | x | x | x
O.G-COF-ANTI-RIL-01 | 13882 | Fire detection kit for 20'/20' HC container, for machine room | o | o | o | o | o | o | o | o | o | o | o | o | o | x | x | x | x | x
O.G-COF-ANTI-VALV-01 | 4532 | Firewatchman thermal fuel cut off valve kit for immediate cutoff of the diesel flow in case of fire inside the canopy. Suitable only for stationary SS units from 300 to 750KVA | o | o | o | o | o | o | o | o | o | o | o | o | o | o | x | x | x | x
O.G-COF-AP-01 | 1089 | Door opening alarm system (each door) | o | o | o | o | o | o | o | o | o | x | x | x | x | x | x | x | x | x
O.G-COF-C4100-INOX | 40975 | Additional cost for stainless steel canopy (C4100) | o | o | o | o | o | o | o | o | o | o | o | o | o | x | x | x | x | x
O.G-COF-CA-C4100 | 5181 | IP 43 Conveyors for Gen Sets 275/400 kVA - supplied disassembled | o | o | o | o | o | o | o | o | o | o | o | o | o | x | x | x | x | x
O.G-COF-CH-07 | 8525 | Additional cost for larger canopy C4700 instead of standard C4100 - Dim. cm 470x180x250H - Fuel tank 900 lt | o | o | o | o | o | o | o | o | o | o | o | o | o | x | x | x | x | x
O.G-COF-DI-C4100-SS | 8723 | Double soundproofing -2 dBA at 7 mt. (275/400 kVA) including IP43 conveyors (provided disassembled) | o | o | o | o | o | o | o | o | o | o | o | o | o | x | x | x | x | x
O.G-COF-DLO-C4100-80KW | 16137 | Dummy Load 80kW on board for Gen Sets 275/400 kVA | o | o | o | o | o | o | o | o | o | o | o | o | o | x | x | x | x | x
O.G-COF-EAF-06 | 1375 | Frontal air expulsion for Gen Sets 275/400 kVA (C4100) - (change the noise level) | o | o | o | o | o | o | o | o | o | o | o | o | o | x | x | x | x | x
O.G-COF-FP-02 | 1199 | Door stop (130/1000 kVA) | o | o | o | o | o | o | o | o | o | o | o | o | o | x | x | x | x | x
O.G-COF-IL-02 | 1562 | Internal LED lighting with micro-switches for Gen Sets 275/700 kVA | o | o | o | o | o | o | o | o | o | o | o | o | o | x | x | x | x | x
O.G-COF-PV-02 | 968 | Lift off doors kit for SS versione (130/400 kVA) and PRO version (130/500 KVA) | o | o | o | o | o | x | x | x | x | o | o | o | o | x | x | x | x | x
O.G-COF-TRT-MAR-04 | 5786 | High resistance canopy treatment for corrosive environments for 275/400 kVA (SS, RB Versions) | o | o | o | o | o | o | o | o | o | x | x | x | x | x | x | x | x | x
O.G-COF-VER-PAR-04 | 1793 | Canopy custom paint (Grey base-frame) for 275/400 kVA (SS, RB Versions) | o | o | o | o | o | o | o | o | o | x | x | x | x | x | x | x | x | x
O.G-COF-VER-TOT-04 | 2134 | Total canopy custom paint for 275/400 kVA (SS, RB Versions) | o | o | o | o | o | o | o | o | o | x | x | x | x | x | x | x | x | x
Контейнер | 0
CONTAINER-20-55D-01 | 91509 | Soundproofed Container 20' - Standard GREY RAL 7015, acoustic isolation 55 dBA at 7mt. (+/-3). Dim. cm. 606 x 244 x 259H - (275-450 KVA BF version) | x | x | x | x | x | o | o | o | o | o | o | o | o | o | o | o | o | o
CONTAINER-20-65D-01 | 71280 | Soundproofed Container 20' - Standard GREY RAL 7015, acoustic isolation 65 dBA at 7mt. (+/-3 ). Dim. cm. 606 x 244 x 259H - (275-450 KVA BF version) | x | x | x | x | x | o | o | o | o | o | o | o | o | o | o | o | o | o
CONTAINER-20-75D-01 | 59884 | Soundproofed Container 20' - Standard GREY RAL 7015, acoustic isolation 75 dBA at 7mt. (+/-3). Dim. cm. 606 x 244 x 259H - (275-450 KVA BF version) | x | x | x | x | x | o | o | o | o | o | o | o | o | o | o | o | o | o
O.CO-GG-VE-01 | 2772 | Vertical gravity louvres for Ge 275/400 (for air outlet, double this and add also O.CO-GR-VE-ESP) | x | x | x | x | x | o | o | o | o | x | x | x | x | x | x | x | x | x
Электрика и пульты управления | 0
O.G-MPRB-125A5P-02 | 1529 | 125A EC 5P IP65 socket with 4P magneto-thermal protection, available for Gen Sets 100/500 kVA (RB version, variant +011) | o | o | o | o | o | o | o | o | o | x | x | x | x | o | o | o | o | o
O.G-MPRB-16A-SCHUKO | 473 | 16A SCHUKO IP65 socket with magneto-thermal breaker for RB Version | o | o | o | o | o | o | o | o | o | x | x | x | x | o | o | o | o | o
O.G-MPRB-16A3P | 462 | 16A EC 3P IP65 socket with magneto-thermal breaker | o | o | o | o | o | o | o | o | o | x | x | x | x | o | o | o | o | o
O.G-MPRB-16A5P | 506 | 16A EC 5P IP65 socket with magneto-thermal breaker for RB Version | o | o | o | o | o | o | o | o | o | x | x | x | x | o | o | o | o | o
O.G-MPRB-32A3P | 638 | 32A EC 3P IP65 socket with magneto-thermal breaker | o | o | o | o | o | o | o | o | o | x | x | x | x | o | o | o | o | o
O.G-MPRB-32A5P | 682 | 32A EC 5P IP65 socket with magneto-thermal breaker | o | o | o | o | o | o | o | o | o | x | x | x | x | o | o | o | o | o
O.G-MPRB-63A5P | 891 | 63A EC 5P IP65 socket with magneto-thermal breaker | o | o | o | o | o | o | o | o | o | x | x | x | x | o | o | o | o | o
O.G-MPRB-AR-480 | 2992 | Quick coupling connectors 480A installed on board for RB Version | o | o | o | o | o | o | o | o | o | x | x | x | x | o | o | o | o | o
O.G-MPRB-DIF-PR-01 | 418 | Differential protection for modular switch for 1PH 16/32A socket (specify if 0.3A or 0.03A) | o | o | o | o | o | o | o | o | o | x | x | x | x | o | o | o | o | o
O.G-MPRB-DIF-PR-02 | 484 | Differential protection for modular switch for 3PH 16/32A socket (specify if 0.3A or 0.03A) | o | o | o | o | o | o | o | o | o | x | x | x | x | o | o | o | o | o
O.G-MPRB-DIF-PR-03 | 539 | Differential protection for modular switch for 3PH 63A socket (specify if 0.3A or 0.03A) | o | o | o | o | o | o | o | o | o | x | x | x | x | o | o | o | o | o
O.G-MPRB-DIF-PR-04 | 748 | Differential protection for modular switch for 3PH 125A socket (specify if 0.3A or 0.03A) | o | o | o | o | o | o | o | o | o | x | x | x | x | o | o | o | o | o
O.G-USP-AR-480 | 4719 | Powerlock connector 480A on board for SS Version | o | o | o | o | o | o | o | o | o | o | o | o | o | x | x | x | x | x
O.G-USP-AR-750 | 5357 | Powerlock connector 750A on board for SS Version | o | o | o | o | o | o | o | o | o | o | o | o | o | o | x | x | x | x
O.G-USP-MO-IN-EST | 8250 | Switch panel with connection bars and cable entry, mounted on the canopy | o | o | o | o | o | o | o | o | o | o | o | o | o | x | x | x | x | x
O.G-USP-MPT-03 | 3278 | 5-socket module installed on board, for Gen Sets SS +011 from 275 to 1100 kVA | o | o | o | o | o | o | o | o | o | o | o | o | o | x | x | x | x | x
O.G-USP-MPT-04 | 4719 | 9-socket module installed on board, for Gen Sets SS +011 from 275 to 1100 kVA | o | o | o | o | o | o | o | o | o | o | o | o | o | x | x | x | x | x
O.G-USP-SW-MOT.0275-0400 | 8338 | Motorization switch in switch panel on board machine for Ge from 275/400 Kva - (for variant +11) | x | x | x | x | x | o | o | o | o | o | o | o | o | x | x | x | x | x
O.Q-QBM-BMIN-230V-02 | 979 | Additional price for 230V minimum voltage coil on MCCB both on the control panel and on the alternator (check feasibility) | x | x | x | x | x | x | x | x | x | x | x | x | x | x | x | x | x | x
O.Q-QBM-CPI-BEN-01 | 3223 | Permanent insulation controller for IT networks up to 230V / 400V. BENDER IR423-D4-1. Adjustable threshold 10 ÷ 300 kohm. (2 DIN rail modules - check feasibility) | x | x | x | x | x | x | x | x | x | x | x | x | x | x | x | x | x | x
O.Q-QLE-K-DIF-M3 | 1441 | Adjustable differential protection only for MC2-PLUS controller for Gen Sets 10/500 kVA (+011 variant) | x | x | x | x | x | x | x | x | x | x | x | x | x | x | x | x | x | x
O.Q-QLE-QBM-COM-AMF25 | 2189 | Additional price for QBM COMAP AMF25 panel replacing the standard QLE-A. | o | o | o | o | o | x | x | x | x | o | o | o | o | o | o | o | o | o
O.Q-QLE-QBM-DSE-7320 | 2222 | Additional price for QBM DSE7320 panel replacing the standard QLE-A. | o | o | o | o | o | x | x | x | x | o | o | o | o | o | o | o | o | o
O.Q-QLE-QPE-MC4 | 1639 | Additional price for QPE-C panel with MC4 replacing the standard QLE-A. | o | o | o | o | o | x | x | x | x | o | o | o | o | o | o | o | o | o
O.Q-QPA-COM-IG500 | 3278 | Option with COMAP GC500 controller on board instead of InteliGen 200. | o | o | o | o | o | o | o | o | o | x | x | x | x | x | x | x | x | x
O.Q-QPA-COM-NTCBB | 4994 | Option with COMAP INTELIGEN controller on board instead of InteliGen 200. | o | o | o | o | o | o | o | o | o | x | x | x | x | x | x | x | x | x
O.Q-QPA-DSE-8610 | 1595 | Option with COMAP GC200 controller on board instead of Comap GC200. | o | o | o | o | o | o | o | o | o | x | x | x | x | x | x | x | x | x
O.Q-QPA-LOV-RGK900 | 3762 | Option with LOVATO RGK900 controller on board instead of InteliGen 200. | o | o | o | o | o | o | o | o | o | o | o | o | o | x | x | x | x | x
O.Q-QPE-485.CONV-LAN | 1177 | Converter 485/LAN for QPE-C, QLE-B panel | x | x | x | x | x | o | o | o | o | x | x | x | x | x | x | x | x | x
O.Q-QPE-485.CONV-USB | 748 | Converter 485/USB for QPE panel | x | x | x | x | x | o | o | o | o | x | x | x | x | x | x | x | x | x
O.Q-QPE-DIS-MS.01 | 1386 | MASTER/SLAVE device for QPE panel | x | x | x | x | x | o | o | o | o | x | x | x | x | x | x | x | x | x
O.Q-QPE-INT-CST-CTR-03 | 1023 | STATUS and TRIP contact of main breaker wired to terminal board inside the QPE panel (275 / 1000KVA) on board (not for variant +010). | x | x | x | x | x | x | x | x | x | x | x | x | x | x | x | x | x | x
O.Q-QPE-K-DIF | 1034 | Differential protection adjustable for the MC4 | x | x | x | x | x | o | o | o | o | x | x | x | x | x | x | x | x | x
O.Q-QPE-MD-QPE-C | 924 | GSM remote management modem for QPE panel | x | x | x | x | x | o | o | o | o | x | x | x | x | x | x | x | x | x
O.Q-QPE-POT-VOLT | 924 | Internal potentiometer for voltage regulation - available only for variant +10/+11 | x | x | x | x | x | o | o | o | o | x | x | x | x | x | x | x | x | x
O.Q-QPE-PR-QPE-C | 2057 | Remote panel for QPE-C, QLE-B - available only for variant +10/+11 | x | x | x | x | x | o | o | o | o | x | x | x | x | x | x | x | x | x
O.Q-QPE-QBM-COM-AMF25 | 1078 | Option with QBM COMAP AMF25 controller on board instead of QPE | x | x | x | x | x | o | o | o | o | x | x | x | x | x | x | x | x | x
O.Q-QPE-QBM-DSE-7320 | 1100 | Option with QBM DSE7320 controller on board instead of QPE. | x | x | x | x | x | o | o | o | o | x | x | x | x | x | x | x | x | x
O.Q-QPE-RIL-16RELE | 1100 | 16-relay module for QPE panel | x | x | x | x | x | o | o | o | o | x | x | x | x | x | x | x | x | x
O.Q-QPE-RX8-QPE-C | 1298 | Start-stop radio control with max. radius 500 mt indoors and 5 km outdoors (for QPE panel). | x | x | x | x | x | o | o | o | o | x | x | x | x | x | x | x | x | x
O.Q-QPE-SAS-02 | 2299 | Auto Start-Stop at load request (QPE, QLE panels) | x | x | x | x | x | o | o | o | o | x | x | x | x | x | x | x | x | x
O.Q-QPE-SCD-01 | 682 | Anti-condensation heater inside the panel | x | x | x | x | x | o | o | o | o | x | x | x | x | x | x | x | x | x
O.Q-QPE-SEL-50-60 | 880 | Switch selector 50Hz 400V / 60Hz 480V | x | x | x | x | x | o | o | o | o | x | x | x | x | x | x | x | x | x
O.Q-QPE-TG-EVO-GPS-4G | 5896 | Remote management system via LAN/GSM 4G with WEB application and GPS location system | x | x | x | x | x | o | o | o | o | x | x | x | x | x | x | x | x | x
O.Q-QPE-TG-QPE-C | 1463 | Remote management software via LAN for QPE-C, QLE-B panel compatible with Windows XP and 7 | x | x | x | x | x | o | o | o | o | x | x | x | x | x | x | x | x | x
Двигатель | 0
O.G-MOT-FC-7 | 3509 | Dust collector filter - for Gen Sets 275/400 kVA | x | x | x | x | x | o | o | o | o | x | x | x | x | x | x | x | x | x
O.G-MOT-FSA-7 | 3806 | Fuel/Water Separator Filter - for Gen Sets 275/400 kVA | x | x | x | x | x | o | o | o | o | x | x | x | x | x | x | x | x | x
O.G-MOT-K-40C-03 | 968 | Engine liquids suitable for -40°C ambient temperature for Gen Sets 130/250 kVA | o | o | o | o | o | x | x | x | x | o | o | o | o | o | o | o | o | o
O.G-MOT-K-40C-04 | 1496 | Engine liquids suitable for -40°C ambient temperature for Gen Sets 275/400 kVA | x | x | x | x | x | o | o | o | o | x | x | x | x | x | x | x | x | x
O.G-MOT-MAG-03 | 8591 | Dual starter motor for Gen Sets 275/400 kVA (engine configuration to be checked) | x | x | x | x | x | o | o | o | o | o | o | o | o | x | x | x | x | x
O.G-MOT-PO-02 | 1045 | Oil change pump for Gen Sets 130/700 kVA | x | x | x | x | x | x | x | x | x | o | o | o | o | x | x | x | x | x
O.G-MOT-SC-AC-EL-01B | 1045 | Engine pre-heater 230V with thermostat on board for Gen Sets from 130 to 500 KVA (PRO/RB) | o | o | o | o | o | x | x | x | x | x | x | x | x | o | o | o | o | o
O.G-MOT-SC-AC-EL-03 | 1177 | Super hot engine heater 230V with thermostat on board for Gen Sets 130/250 kVA | o | o | o | o | o | x | x | x | x | o | o | o | o | o | o | o | o | o
O.G-MOT-SC-AC-EL-04 | 1276 | Super hot engine heater 230V with thermostat on board for Gen Sets 275/700 kVA | x | x | x | x | x | o | o | o | o | x | x | x | x | x | x | x | x | x
O.G-MOT-SC-AC-WE-02 | 10923 | Webasto diesel-operated water pre-heater (130/400 kVA) | x | x | x | x | x | o | o | o | o | x | x | x | x | x | x | x | x | x
O.G-MOT-SE-LR-02 | 1661 | Radiator coolant level sensor from 130 to 700 kVA | x | x | x | x | x | o | o | o | o | x | x | x | x | x | x | x | x | x
O.G-MOT-SRO-AU-50L | 3685 | Automatic oil refilling system (275/700 kVA) | x | x | x | x | x | o | o | o | o | o | o | o | o | x | x | x | x | x
Перемещение | 0
O.G-MOV-CN-6 | по запросу | Off-road trailer with 2 pneumatic wheels and tow bar (SS, RB Gen Sets 275/400 kVA) For ge SS combine with cod O.G-MOV-KRM-SS-05 | o | o | o | o | o | o | o | o | o | x | x | x | x | x | x | x | x | x
O.G-MOV-CO-ST-06 | по запросу | Roadworthy trailer 80km/h (275/400 kVA), registration excluded. For ge SS combine with cod O.G-MOV-KRM-SS-04 | o | o | o | o | o | o | o | o | o | o | o | o | o | x | x | x | x | x
O.G-MOV-GC-BF-3000 | 2310 | Central Lifting hook (275/400 kVA) BF Version | x | x | x | x | x | o | o | o | o | o | o | o | o | o | o | o | o | o
O.G-MOV-GC-S2700 | 1606 | Lifting hook (150/250 kVA) PRO Version | o | o | o | o | o | x | x | x | x | o | o | o | o | o | o | o | o | o
O.G-MOV-KRM-SS-04 | 3311 | Reinforcement kit for mobile installation (dedicated trailers or wheeled machinery) SS Version from 275 to 400 kVA | o | o | o | o | o | o | o | o | o | o | o | o | o | x | x | x | x | x
Автоматический ввод резерва | 0
QC2.0400A | 6347 | Separate ATS panel, ABB 400A motorized change-over (275 kVA 400V - 160 kVA 230V) Dim. 60 x 50 x 160 cm - 109 kg. (ex QC2.275) | x | o | o | o | o | o | o | o | o | o | o | o | o | x | o | o | o | o
QC2.0630A | 6820 | Separate ATS panel, ABB 630A motorized change-over (430 kVA 400V - 250 kVA 230V) Dim. 60 x 50 x 160 cm - 125 kg. (ex QC2.400) | o | x | x | x | x | o | o | o | o | o | o | o | o | o | x | x | x | x
QCP2.0400A | 9757 | Separate ATS switching panel, with Lovato ATL 610 control unit, for variant +014, ABB motorized change-over 400A 4P (275kva 400V) and compartment for power cables inlet | x | o | o | o | o | o | o | o | o | o | o | o | o | x | o | o | o | o
QCP2.0630A | 7139 | Separate ATS switching panel, with Lovato ATL 610 control unit, for variant +014, ABB motorized change-over 630A 4P (430kva 400V) and compartment for power cables inlet | o | x | x | x | x | o | o | o | o | o | o | o | o | o | x | x | x | x
QLTS.630A | 3465 | Wall switching Panel 630 A 4-Poles (430kva 400V) - 80x128x60cm 45 kg | o | o | o | o | o | o | x | x | x | o | o | o | o | o | o | o | o | o
Модули параллельной работы | 0
QP.APM3.0800A | 31141 | APM Automatic Parallel Module Comap InteliVision5 logic with motorized breaker (800A) for gen set from 300kVA to 550kVA.Dim. cm. 60 x 60 x 190H. | x | x | x | x | x | o | o | o | o | o | o | o | o | x | x | x | x | x
Выхлопная система | 0
O.G-SCA-CAT-06 | 8316 | Catalytic converter (275/400 kVA) | x | x | x | x | x | o | o | o | o | x | x | x | x | x | x | x | x | o
O.G-SCA-FAP-K330 | 30360 | Particulate filter (DPF) for Gen Sets 275/300 kVA | x | x | o | o | o | o | o | o | o | x | x | o | o | x | x | o | o | o
O.G-SCA-FAP-K400 | 41294 | Particulate filter (DPF) for Gen Sets 350/400 kVA | o | o | x | x | x | o | o | o | o | o | o | x | x | o | o | x | x | x
O.G-SCA-GF-120 | 1760 | Exhaust bellow with flexible joint including flange and counter flange (275/700 kVA) | x | x | x | x | x | o | o | o | o | o | o | o | o | x | x | x | x | x
O.G-SCA-MR-06 | 3014 | Residential muffler -35 dBA (275/410 kVA) | x | x | x | x | x | o | o | o | o | o | o | o | o | o | o | o | o | o
O.G-SCA-MR-MO-02 | 4125 | Installation on board for residential muffler, particulate filter, catalytic converter on BF (130/400 kVA) | x | x | x | x | x | o | o | o | o | o | o | o | o | o | o | o | o | o
O.G-SCA-PF-04 | 1441 | Spark arrestor for Gen Sets 275/400 kVA | x | x | x | x | x | o | o | o | o | x | x | x | x | x | x | x | x | x
Тестирование | 0
MS.CP-LT-02 | 1287 | FAT - Factory Acceptance Test for single Gen Set from 130 to 400 kVA according to our standard procedures in Elcos factory (max 2 hours - max 4 people - max 1 hour of operation) | x | x | x | x | x | x | x | x | x | x | x | x | x | x | x | x | x | x
MS.CP-SP-02 | 4620 | FAT - Factory Acceptance Test for single custom Gen Set from 130 to 400 kVA max 4 operating hours or parallel system up to 4 units for 1 operating hour, in Elcos factory (max 4 hours - max 4 people ) | x | x | x | x | x | x | x | x | x | x | x | x | x | x | x | x | x | x
MS.CP-ST-02 | 2211 | FAT - Factory Acceptance Test for single Gen Set from 130 to 400 kVA according to our standard procedures in Elcos factory (max 4 hours - max 4 people - max 2 hour of operation) | x | x | x | x | x | x | x | x | x | x | x | x | x | x | x | x | x | x
MS.RF-ST-02 | 2552 | Noise test report for single Gen Set from 250 to 700 kVA | o | o | o | o | o | o | o | o | o | x | x | x | x | x | x | x | x | x
MS.TV-ST-02 | 1628 | Vibration test on 10 points with certificate for single Gen Set from 275 to 3000 kVA | x | x | x | x | x | o | o | o | o | x | x | x | x | x | x | x | x | x
O.G-VAR-CAT-02 | 1727 | Toolbox for ordinary maintenance. | x | x | x | x | x | o | o | o | o | x | x | x | x | x | x | x | x | x
O.G-VAR-PUN-TER-01 | 473 | Round earth spike, diam. 20 mm, height 1.5mt, galvanized, complete with clamp and 3m yellow/green cable model FS17 1x35mm² with cable lugs. | x | x | x | x | x | x | x | x | x | x | x | x | x | x | x | x | x | x
O.G-VAR-PUN-TER-02 | 418 | Cross-shaped earth spike, height 1.5mt, galvanized, complete with clamp and 3m yellow/green cable model FS17 1x35mm² with cable lugs. | x | x | x | x | x | x | x | x | x | x | x | x | x | x | x | x | x | x
O.G-VAR-SFA-05 | 16489 | Aspiration / expulsion sound attenuators -25dBA for Gen Sets 275/400 kVA BF Version | x | x | x | x | x | o | o | o | o | o | o | o | o | o | o | o | o | o
O.G-VAR-TPD-01 | 506 | IP 55 document holder | o | o | o | o | o | o | o | o | o | o | o | o | o | x | x | x | x | x

## Опции 450-700 кВА
Дополнительные опции для ДГУ от 450 до 700 кВА (X - опция доступна для заказа, О - опция недоступна для заказа)
Артикул | Цена | Описание | BF | [5 empty] | PRO |  | RB |  | SS
|  |  | 450 | 500 | 550 | 600 | 650 | 700 | 450 | 500 | 450 | 500 | 450 | 500 | 550 | 600 | 650 | 700
Подача топлива
O.G-ACO-AT-C3V-02 | 1188 | External fuel tank connections with 3-way valve for supply from internal or external tank (130/700 kVA) | x | x | x | x | x | x | o | o | o | o | x | x | x | x | x | x
O.G-ACO-AT-C3V-AR-02 | 1342 | Quick coupling connectors with 3-way valve for internal or external fuel tank connection (130/700 kVA) | o | o | o | o | o | o | o | o | o | o | x | x | x | x | x | x
O.G-ACO-AT-CI-02 | 539 | External tank connections for supply only from external tank (g without tank) GE 130/700 | x | x | x | x | x | x | x | x | o | o | x | x | x | x | x | x
O.G-ACO-BT-B3500-1000 | 11880 | 1000 Lt Oversized Fuel Tank on board for BF (450/700 kVA), (Increased weight and size) | x | x | x | x | x | x | o | o | o | o | o | o | o | o | o | o
O.G-ACO-BT-B3500-2000 | 18986 | 2000 Lt Oversized Fuel Tank on board for BF (450/700 kVA), (Increased weight and size) | x | x | x | x | x | x | o | o | o | o | o | o | o | o | o | o
O.G-ACO-BT-C4700-1900 | 10934 | 1900 Lt Oversized Fuel Tank on board for SS (450/700 kVA), (Increased weight and size) | o | o | o | o | o | o | o | o | x | x | x | x | x | x | x | x
O.G-ACO-BT-C4700-2500 | 14652 | 2500 Lt Oversized Fuel Tank on board for SS, RB (450/700 kVA) | o | o | o | o | o | o | o | o | x | x | x | x | x | x | x | x
O.G-ACO-GA-01 | 935 | Mechanical analogue float for internal fuel tank on board | x | x | x | x | x | x | o | o | x | x | x | x | x | x | x | x
O.G-ACO-GA-02 | 1364 | Electrical analogue float to monitor the external refilling point on board | o | o | o | o | o | o | o | o | x | x | x | x | x | x | x | x
O.G-ACO-RE-02 | 1353 | External refilling point for Gen Sets 275/400 kVA, SS, RB versions | o | o | o | o | o | o | o | o | x | x | x | x | x | x | x | x
O.G-ACO-RE-SP-02 | 2024 | External refilling point with warning light for Gen Sets 275/800 kVA, SS, RB versions | o | o | o | o | o | o | o | o | x | x | x | x | x | x | x | x
O.G-ACO-ST-2P | 1859 | Double redundant electric pump kit for automatic fuel refilling system | x | x | x | x | x | x | o | o | x | x | x | x | x | x | x | x
O.G-ACO-ST-BG-ES1 | 2068 | "Easy" automatic fuel refilling system on board, controlled by QPE-C and QLE-B panels | x | x | x | x | x | x | o | o | x | x | x | x | x | x | x | x
O.G-ACO-ST-BG-HDT | 4433 | "Heavy Duty" automatic fuel refilling system on board, controlled by QPE-C and QLE-B panels | x | x | x | x | x | x | o | o | o | o | x | x | x | x | x | x
O.G-ACO-ST-BG-STD | 3663 | "Standard" automatic fuel refilling system on board, controlled by QPE-C and QLE-B panels | x | x | x | x | x | x | o | o | x | x | x | x | x | x | x | x
Альтернатор | 0
O.G-ALT-AL-CHBR-05 | 4741 | Different brand alternator 450/700 kVA (Check dimensions) | x | x | x | x | x | x | o | o | o | o | x | x | x | x | x | x
O.G-ALT-AL-COTE-01 | 3267 | Temperature control unit up to 4 x PT100 probes for MC4 management | x | x | x | x | x | x | o | o | x | x | x | x | x | x | x | x
O.G-ALT-AL-GEL-04 | 14003 | Joint and bell housing for double-bearing coupling (BF Gen Sets 450/700 kVA) | x | x | x | x | x | x | o | o | o | o | o | o | o | o | o | o
O.G-ALT-ST-ACO-01 | 781 | Anti-condensation heater 230 V (on Stamford from 80 to 2000 kVA) | x | x | x | x | x | x | o | o | x | x | x | x | x | x | x | x
O.G-ALT-ST-AVR-MX321 | 3784 | Stamford MX321 automatic voltage regulator with PMG (Check dimensions) | x | x | x | x | x | x | o | o | x | x | x | x | x | x | x | x
O.G-ALT-ST-AVR-MX341 | 3487 | Stamford MX341 automatic voltage regulator with PMG (Check dimensions) | x | x | x | x | x | x | o | o | x | x | x | x | x | x | x | x
O.G-ALT-ST-BIS-01 | 2134 | Additional cost for double-bearing alternator (select also joint and bell housing code) from 130/700 kVA | x | x | x | x | x | x | o | o | o | o | o | o | o | o | o | o
O.G-ALT-ST-PT100-1CU | 1881 | 1 x PT100 probe on bearing (80/3000 kVA) | x | x | x | x | x | x | o | o | x | x | x | x | x | x | x | x
O.G-ALT-ST-PT100-3AV | 2211 | nr. 3 RTD-PT100 probes on stator windings (80/3000 kVA) | x | x | x | x | x | x | o | o | x | x | x | x | x | x | x | x
O.G-ALT-ST-PT100-6AV | 3806 | nr. 3+3 RTD-PT100 probes on stator windings (80/3000 kVA) | x | x | x | x | x | x | o | o | x | x | x | x | x | x | x | x
O.G-ALT-ST-RIGU-01 | 2926 | Diode Failure Detector (DFD) mounted on the alternator. Alarm contact available into the panel | x | x | x | x | x | x | o | o | x | x | x | x | x | x | x | x
Аккумуляторные батареи | 0
O.G-BAT-BAE-03 | 1540 | Maintenance free high efficiency starter batteries (130/250 kVA) | o | o | o | o | o | o | x | x | o | o | o | o | o | o | o | o
O.G-BAT-BAE-05 | 2332 | Maintenance free high efficiency starter batteries (450/700 kVA) | x | x | x | x | x | x | o | o | x | x | x | x | x | x | x | x
O.G-BAT-BNC-05 | 14498 | 24Vdc NiCd starter batteries (450/700 kVA) | x | x | x | x | x | x | o | o | o | o | x | x | x | x | x | x
O.G-BAT-DOB-04 | 8690 | Redundant battery kit for Gen Sets 450/700 kVA | x | x | x | x | x | x | o | o | o | o | x | x | x | x | x | x
O.G-BAT-STB-02 | 869 | Battery isolator lockable(130/700 kVA) | x | x | x | x | x | x | x | x | o | o | x | x | x | x | x | x
Кожух | 0
O.G-COF-ANTI-RIL-01 | 13882 | Fire detection kit for 20'/20' HC container, for machine room | o | o | o | o | o | o | o | o | o | o | x | x | x | x | x | x
O.G-COF-ANTI-VALV-01 | 4532 | Firewatchman thermal fuel cut off valve kit for immediate cutoff of the diesel flow in case of fire inside the canopy. Suitable only for stationary SS units from 300 to 750KVA | o | o | o | o | o | o | o | o | o | o | x | x | x | x | x | x
O.G-COF-AP-01 | 1089 | Door opening alarm system (each door) | o | o | o | o | o | o | o | o | x | x | x | x | x | x | x | x
O.G-COF-C4700-INOX | 54109 | Additional cost for stainless steel canopy (C4700) | o | o | o | o | o | o | o | o | o | o | x | x | x | x | x | x
O.G-COF-CA-C4700 | 5841 | IP 43 Conveyors for Gen Sets 450/700 kVA - supplied disassembled | o | o | o | o | o | o | o | o | o | o | x | x | x | x | x | x
O.G-COF-DI-C4700-SS | 9812 | Double soundproofing -2 dBA at 7 mt. (450/700kVA) including IP43 conveyors (provided disassembled) | o | o | o | o | o | o | o | o | o | o | x | x | x | x | x | x
O.G-COF-DLO-C4700-120KW | 21593 | Dummy Load 120kW on board for Gen Sets 450/700 kVA | o | o | o | o | o | o | o | o | o | o | x | x | x | x | x | x
O.G-COF-EAF-07 | 1672 | Frontal air expulsion for Gen Sets 450/700 kVA (C4700) - (change the noise level) | o | o | o | o | o | o | o | o | o | o | x | x | x | x | x | x
O.G-COF-FP-02 | 1199 | Door stop (130/1000 kVA) | o | o | o | o | o | o | o | o | o | o | x | x | x | x | x | x
O.G-COF-IL-02 | 1562 | Internal LED lighting with micro-switches for Gen Sets 275/700 kVA | o | o | o | o | o | o | o | o | x | x | x | x | x | x | x | x
O.G-COF-PV-02 | 968 | Lift off doors kit for SS versione (130/400 kVA) and PRO version (130/500 KVA) | o | o | o | o | o | o | x | x | o | o | o | o | o | o | o | o
O.G-COF-TRT-MAR-05 | 14740 | High resistance canopy treatment for corrosive environments for 450/700 kVA (SS, RB Versions) | o | o | o | o | o | o | o | o | x | x | x | x | x | x | x | x
O.G-COF-VER-PAR-05 | 2024 | Canopy custom paint (Grey base-frame) for 450/700 kVA (SS, RB Versions) | o | o | o | o | o | o | o | o | x | x | x | x | x | x | x | x
O.G-COF-VER-TOT-05 | 2508 | Total canopy custom paint for 450/700 kVA (SS, RB Versions) | o | o | o | o | o | o | o | o | x | x | x | x | x | x | x | x
Контейнер | 0
CONTAINER-20-LT-01 | 44528 | Insulated Container 20' - LT Version - Standard GREY RAL 7015, Dim. cm. 606 x 244 x 259H - (450/700 KVA BF version) | x | x | x | x | x | x | o | o | o | o | o | o | o | o | o | o
CONTAINER-20HC-55D-01 | 94985 | Soundproofed Container 20' HC - Standard GREY RAL 7015, acoustic isolation 55 dBA at 7mt. (+/-3). Dim. cm. 606 x 244 x 289H - (450/700 KVA BF version) | x | x | x | x | x | x | o | o | o | o | o | o | o | o | o | o
CONTAINER-20HC-65D-01 | 73601 | Soundproofed Container 20' HC - Standard GREY RAL 7015, acoustic isolation 65 dBA at 7mt. (+/-3). Dim. cm. 606 x 244 x 289H - (450/700 KVA BF version) | x | x | x | x | x | x | o | o | o | o | o | o | o | o | o | o
CONTAINER-20HC-75D-01 | 63393 | Soundproofed Container 20' HC - Standard GREY RAL 7015, acoustic isolation 75 dBA at 7mt. (+/-3). Dim. cm. 606 x 244 x 289H - (450/ KVA BF version) | x | x | x | x | x | x | o | o | o | o | o | o | o | o | o | o
Электрика и пульты управления | 0
O.G-MPRB-125A5P-02 | 1529 | 125A EC 5P IP65 socket with 4P magneto-thermal protection, available for Gen Sets 100/500 kVA (RB version, variant +011) | o | o | o | o | o | o | o | o | x | x | o | o | o | o | o | o
O.G-MPRB-16A-SCHUKO | 473 | 16A SCHUKO IP65 socket with magneto-thermal breaker for RB Version | o | o | o | o | o | o | o | o | x | x | o | o | o | o | o | o
O.G-MPRB-16A3P | 462 | 16A EC 3P IP65 socket with magneto-thermal breaker | o | o | o | o | o | o | o | o | x | x | o | o | o | o | o | o
O.G-MPRB-16A5P | 506 | 16A EC 5P IP65 socket with magneto-thermal breaker for RB Version | o | o | o | o | o | o | o | o | x | x | o | o | o | o | o | o
O.G-MPRB-32A3P | 638 | 32A EC 3P IP65 socket with magneto-thermal breaker | o | o | o | o | o | o | o | o | x | x | o | o | o | o | o | o
O.G-MPRB-32A5P | 682 | 32A EC 5P IP65 socket with magneto-thermal breaker | o | o | o | o | o | o | o | o | x | x | o | o | o | o | o | o
O.G-MPRB-63A5P | 891 | 63A EC 5P IP65 socket with magneto-thermal breaker | o | o | o | o | o | o | o | o | x | x | o | o | o | o | o | o
O.G-MPRB-AR-480 | 2992 | Quick coupling connectors 480A installed on board for RB Version | o | o | o | o | o | o | o | o | x | x | o | o | o | o | o | o
O.G-MPRB-AR-750 | 3553 | Quick coupling connectors 750A installed on board for RB Version | o | o | o | o | o | o | o | o | x | x | o | o | o | o | o | o
O.G-MPRB-DIF-PR-01 | 418 | Differential protection for modular switch for 1PH 16/32A socket (specify if 0.3A or 0.03A) | o | o | o | o | o | o | o | o | x | x | o | o | o | o | o | o
O.G-MPRB-DIF-PR-02 | 484 | Differential protection for modular switch for 3PH 16/32A socket (specify if 0.3A or 0.03A) | o | o | o | o | o | o | o | o | x | x | o | o | o | o | o | o
O.G-MPRB-DIF-PR-03 | 539 | Differential protection for modular switch for 3PH 63A socket (specify if 0.3A or 0.03A) | o | o | o | o | o | o | o | o | x | x | o | o | o | o | o | o
O.G-MPRB-DIF-PR-04 | 748 | Differential protection for modular switch for 3PH 125A socket (specify if 0.3A or 0.03A) | o | o | o | o | o | o | o | o | x | x | o | o | o | o | o | o
O.G-USP-AR-480 | 4719 | Powerlock connector 480A on board for SS Version | o | o | o | o | o | o | o | o | o | o | x | x | x | x | x | x
O.G-USP-AR-750 | 5357 | Powerlock connector 750A on board for SS Version | o | o | o | o | o | o | o | o | o | o | x | x | x | x | x | x
O.G-USP-MO-IN-EST | 8250 | Switch panel with connection bars and cable entry, mounted on the canopy | o | o | o | o | o | o | o | o | o | o | x | x | x | x | x | x
O.G-USP-MPT-03 | 3278 | 5-socket module installed on board, for Gen Sets SS +011 from 275 to 1100 kVA | o | o | o | o | o | o | o | o | o | o | x | x | x | x | x | x
O.G-USP-MPT-04 | 4719 | 9-socket module installed on board, for Gen Sets SS +011 from 275 to 1100 kVA | o | o | o | o | o | o | o | o | o | o | x | x | x | x | x | x
O.G-USP-SW-MOT.0450-0700 | 8613 | Motorization switch in switch panel on board machine for Ge from 450/700 Kva - (for variant +11) | x | x | x | x | x | x | o | o | o | o | x | x | x | x | x | x
O.Q-QBM-BMIN-230V-02 | 979 | Additional price for 230V minimum voltage coil on MCCB both on the control panel and on the alternator (check feasibility) | x | x | x | x | x | x | x | x | x | x | x | x | x | x | x | x
O.Q-QBM-CPI-BEN-01 | 3223 | Permanent insulation controller for IT networks up to 230V / 400V. BENDER IR423-D4-1. Adjustable threshold 10 ÷ 300 kohm. (2 DIN rail modules - check feasibility) | x | x | x | x | x | x | x | x | x | x | x | x | x | x | x | x
O.Q-QLE-K-DIF-M3 | 1441 | Adjustable differential protection only for MC2-PLUS controller for Gen Sets 10/500 kVA (+011 variant) | x | x | o | o | o | o | x | x | x | x | x | x | o | o | o | o
O.Q-QLE-QBM-COM-AMF25 | 2189 | Additional price for QBM COMAP AMF25 panel replacing the standard QLE-A. | o | o | o | o | o | o | x | x | o | o | o | o | o | o | o | o
O.Q-QLE-QBM-DSE-7320 | 2222 | Additional price for QBM DSE7320 panel replacing the standard QLE-A. | o | o | o | o | o | o | x | x | o | o | o | o | o | o | o | o
O.Q-QLE-QPE-MC4 | 1639 | Additional price for QPE-C panel with MC4 replacing the standard QLE-A. | o | o | o | o | o | o | x | x | o | o | o | o | o | o | o | o
O.Q-QPA-COM-IG500 | 3278 | Option with COMAP GC500 controller on board instead of InteliGen 200. | o | o | o | o | o | o | o | o | x | x | x | x | x | x | x | x
O.Q-QPA-COM-NTCBB | 4994 | Option with COMAP INTELIGEN controller on board instead of InteliGen 200. | o | o | o | o | o | o | o | o | x | x | x | x | x | x | x | x
O.Q-QPA-DSE-8610 | 1595 | Option with COMAP GC200 controller on board instead of Comap GC200. | o | o | o | o | o | o | o | o | x | x | x | x | x | x | x | x
O.Q-QPA-LOV-RGK900 | 3762 | Option with LOVATO RGK900 controller on board instead of InteliGen 200. | o | o | o | o | o | o | o | o | o | o | x | x | x | x | x | x
O.Q-QPE-485.CONV-LAN | 1177 | Converter 485/LAN for QPE-C, QLE-B panel | x | x | x | x | x | x | o | o | x | x | x | x | x | x | x | x
O.Q-QPE-485.CONV-USB | 748 | Converter 485/USB for QPE panel | x | x | x | x | x | x | o | o | x | x | x | x | x | x | x | x
O.Q-QPE-DIS-MS.01 | 1386 | MASTER/SLAVE device for QPE panel | x | x | x | x | x | x | o | o | x | x | x | x | x | x | x | x
O.Q-QPE-INT-CST-CTR-03 | 1023 | STATUS and TRIP contact of main breaker wired to terminal board inside the QPE panel (275 / 1000KVA) on board (not for variant +010). | x | x | x | x | x | x | x | x | x | x | x | x | x | x | x | x
O.Q-QPE-K-DIF | 1034 | Differential protection adjustable for the MC4 | x | x | x | x | x | x | o | o | x | x | x | x | x | x | x | x
O.Q-QPE-MD-QPE-C | 924 | GSM remote management modem for QPE panel | x | x | x | x | x | x | o | o | x | x | x | x | x | x | x | x
O.Q-QPE-POT-VOLT | 924 | Internal potentiometer for voltage regulation - available only for variant +10/+11 | x | x | x | x | x | x | o | o | x | x | x | x | x | x | x | x
O.Q-QPE-PR-QPE-C | 2057 | Remote panel for QPE-C, QLE-B - available only for variant +10/+11 | x | x | x | x | x | x | o | o | x | x | x | x | x | x | x | x
O.Q-QPE-QBM-COM-AMF25 | 1078 | Option with QBM COMAP AMF25 controller on board instead of QPE | x | x | x | x | x | x | o | o | x | x | x | x | x | x | x | x
O.Q-QPE-QBM-DSE-7320 | 1100 | Option with QBM DSE7320 controller on board instead of QPE. | x | x | x | x | x | x | o | o | x | x | x | x | x | x | x | x
O.Q-QPE-RIL-16RELE | 1100 | 16-relay module for QPE panel | x | x | x | x | x | x | o | o | x | x | x | x | x | x | x | x
O.Q-QPE-RX8-QPE-C | 1298 | Start-stop radio control with max. radius 500 mt indoors and 5 km outdoors (for QPE panel). | x | x | x | x | x | x | o | o | x | x | x | x | x | x | x | x
O.Q-QPE-SAS-02 | 2299 | Auto Start-Stop at load request (QPE, QLE panels) | x | x | x | x | x | x | o | o | x | x | x | x | x | x | x | x
O.Q-QPE-SCD-01 | 682 | Anti-condensation heater inside the panel | x | x | x | x | x | x | o | o | x | x | x | x | x | x | x | x
O.Q-QPE-SEL-50-60 | 880 | Switch selector 50Hz 400V / 60Hz 480V | x | x | x | x | x | x | o | o | x | x | x | x | x | x | x | x
O.Q-QPE-TG-EVO-GPS-4G | 5896 | Remote management system via LAN/GSM 4G with WEB application and GPS location system | x | x | x | x | x | x | o | o | x | x | x | x | x | x | x | x
O.Q-QPE-TG-QPE-C | 1463 | Remote management software via LAN for QPE-C, QLE-B panel compatible with Windows XP and 7 | x | x | x | x | x | x | o | o | x | x | x | x | x | x | x | x
Двигатель | 0
O.G-MOT-FC-8 | 3894 | Dust collector filter - for Gen Sets 450/600 kVA | x | x | x | x | o | o | o | o | x | x | x | x | x | x | o | o
O.G-MOT-FC-9 | 4587 | Dust collector filter - for Gen Sets 620/700 kVA | o | o | o | o | x | x | o | o | o | o | o | o | o | o | x | x
O.G-MOT-FSA-8 | 4411 | Fuel/Water Separator Filter - for Gen Sets 450/600 kVA | x | x | x | x | o | o | o | o | x | x | x | x | x | x | o | o
O.G-MOT-FSA-9 | 4851 | Fuel/Water Separator Filter - for Gen Sets 650/700 kVA | o | o | o | o | x | x | o | o | o | o | o | o | o | o | x | x
O.G-MOT-K-40C-03 | 968 | Engine liquids suitable for -40°C ambient temperature for Gen Sets 130/250 kVA | o | o | o | o | o | o | x | x | o | o | o | o | o | o | o | o
O.G-MOT-K-40C-05 | 1793 | Engine liquids suitable for -40°C ambient temperature for Gen Sets 450/700 kVA | x | x | x | x | x | x | o | o | x | x | x | x | x | x | x | x
O.G-MOT-MAG-04 | 10032 | Dual starter motor for Gen Sets 450/700 kVA (engine configuration to be checked) | x | x | x | x | x | x | o | o | o | o | x | x | x | x | x | x
O.G-MOT-PO-02 | 1045 | Oil change pump for Gen Sets 130/700 kVA | x | x | x | x | x | x | x | x | o | o | x | x | x | x | x | x
O.G-MOT-SC-AC-EL-01B | 1045 | Engine pre-heater 230V with thermostat on board for Gen Sets from 130 to 500 KVA (PRO/RB) | o | o | o | o | o | o | x | x | x | x | o | o | o | o | o | o
O.G-MOT-SC-AC-EL-03 | 1177 | Super hot engine heater 230V with thermostat on board for Gen Sets 130/250 kVA | o | o | o | o | o | o | x | x | o | o | o | o | o | o | o | o
O.G-MOT-SC-AC-EL-04 | 1276 | Super hot engine heater 230V with thermostat on board for Gen Sets 275/700 kVA | x | x | x | x | x | x | o | o | x | x | x | x | x | x | x | x
O.G-MOT-SC-AC-WE-03 | 13552 | Webasto diesel-operated water pre-heater (450/1100 kVA) | x | x | x | x | x | x | o | o | x | x | x | x | x | x | x | x
O.G-MOT-SE-LR-02 | 1661 | Radiator coolant level sensor from 130 to 700 kVA | x | x | x | x | x | x | o | o | x | x | x | x | x | x | x | x
O.G-MOT-SRO-AU-50L | 3685 | Automatic oil refilling system (275/700 kVA) | x | x | x | x | x | x | o | o | o | o | x | x | x | x | x | x
Перемещение | 0
O.G-MOV-CO-ST-07 | по запросу | Roadworthy trailer 80km/h (450/700 kVA), registration excluded. For ge SS combine with cod O.G-MOV-KRM-SS-05 | o | o | o | o | o | o | o | o | o | o | x | x | x | x | x | x
O.G-MOV-GC-BF-3500 | 2893 | Central Lifting hook (450/700 kVA) BF Version | x | x | x | x | x | x | o | o | o | o | o | o | o | o | o | o
O.G-MOV-GC-S2700 | 1606 | Lifting hook (150/250 kVA) PRO Version | o | o | o | o | o | o | x | x | o | o | o | o | o | o | o | o
O.G-MOV-KRM-SS-05 | 3872 | Reinforcement kit for mobile installation (dedicated trailers or wheeled machinery) SS Version from 450 to 700 kVA | o | o | o | o | o | o | o | o | o | o | x | x | x | x | x | x
Автоматический ввод резерва | 0
QC2.0800A | 7359 | Separate ATS panel, ABB 800A motorized change-over (500 kVA 400V) Dim. 60 x 50 x 160 cm - 128 kg. (ex QC2.550) | x | x | o | o | o | o | o | o | o | o | x | x | o | o | o | o
QC3.1250A | 11638 | Separate ATS panel, ABB 1250A motorized change-over (800 kVA 400V) Dim. 80 x 60 x 160 cm - 220 kg. (ex QC3.800) | o | o | x | x | x | x | o | o | o | o | o | o | x | x | x | x
QCP2.0800A | 11737 | Separate ATS switching panel, with Lovato ATL 610 control unit, for variant +014, ABB motorized change-over 800A 4P (500kva 400V) and compartment for power cables inlet | x | x | o | o | o | o | o | o | o | o | x | x | o | o | o | o
QCP3.1250A | 16170 | Separate ATS switching panel, with Lovato ATL 610 control unit, for variant +014, ABB motorized change-over 1250A 4P (800kva 400V) and compartment for power cables inlet | o | o | x | x | x | x | o | o | o | o | o | o | x | x | x | x
Модули параллельной работы | 0
QP.APM3.0800A | 31141 | APM Automatic Parallel Module Comap InteliVision5 logic with motorized breaker (800A) for gen set from 300kVA to 550kVA.Dim. cm. 60 x 60 x 190H. | x | x | x | o | o | o | o | o | o | o | x | x | x | o | o | o
QP.APM4.1250A | 33550 | APM Automatic Parallel Module Comap InteliVision5 logic with motorized breaker (1250A) pour gen set from 600 to 800kVA.Dim. cm. 80 x 60 x 190H. | o | o | o | x | x | x | o | o | o | o | o | o | o | x | x | x
Выхлопная система | 0
O.G-SCA-CAT-07 | 11198 | Catalytic converter (450/550 kVA) | x | x | x | o | o | o | o | o | x | x | x | x | x | o | o | o
O.G-SCA-CAT-08 | 14311 | Catalytic converter (600/700 kVA) | o | o | o | x | x | x | o | o | o | o | o | o | o | x | x | x
O.G-SCA-FAP-K500 | 44352 | Particulate filter (DPF) for Gen Sets 450/500 kVA | x | x | o | o | o | o | o | o | x | x | x | x | o | o | o | o
O.G-SCA-FAP-K650 | 60621 | Particulate filter (DPF) for Gen Sets 550/650 kVA | o | o | x | x | x | o | o | o | o | o | o | o | x | x | x | o
O.G-SCA-FAP-K800 | 84172 | Particulate filter (DPF) for Gen Sets 700/800 kVA | o | o | o | o | o | x | o | o | o | o | o | o | o | o | o | x
O.G-SCA-GF-120 | 1760 | Exhaust bellow with flexible joint including flange and counter flange (275/700 kVA) | x | x | x | x | x | x | o | o | o | o | x | x | x | x | x | x
O.G-SCA-MR-07 | 4488 | Residential muffler -35 dBA (450/700 kVA) | x | x | x | x | x | x | o | o | o | o | o | o | o | o | o | o
O.G-SCA-MR-MO-03 | 7524 | Installation on board for residential muffler, particulate filter, catalytic converter on BF (450/700 kVA) | x | x | x | x | x | x | o | o | o | o | o | o | o | o | o | o
O.G-SCA-PF-05 | 2167 | Spark arrestor for Gen Sets 450/700 kVA | x | x | x | x | x | x | o | o | x | x | x | x | x | x | x | x
Тестирование | 0
MS.CP-LT-02 | 1287 | FAT - Factory Acceptance Test for single Gen Set from 130 to 400 kVA according to our standard procedures in Elcos factory (max 2 hours - max 4 people - max 1 hour of operation) | o | o | o | o | o | o | x | x | o | o | o | o | o | o | o | o
MS.CP-LT-03 | 1738 | FAT - Factory Acceptance Test for single Gen Set from 450 to 700 kVA according to our standard procedures in Elcos factory (max 2 hours - max 4 people - max 1 hour of operation) | x | x | x | x | x | x | o | o | x | x | x | x | x | x | x | x
MS.CP-SP-02 | 4620 | FAT - Factory Acceptance Test for single custom Gen Set from 130 to 400 kVA max 4 operating hours or parallel system up to 4 units for 1 operating hour, in Elcos factory (max 4 hours - max 4 people ) | o | o | o | o | o | o | x | x | o | o | o | o | o | o | o | o
MS.CP-SP-03 | 5786 | FAT - Factory Acceptance Test for single custom Gen Set from 450 to 700 kVA max 4 operating hours or parallel system up to 4 units for 1 operating hour, in Elcos factory (max 4 hours - max 4 people ) | x | x | x | x | x | x | o | o | x | x | x | x | x | x | x | x
MS.CP-ST-02 | 2211 | FAT - Factory Acceptance Test for single Gen Set from 130 to 400 kVA according to our standard procedures in Elcos factory (max 4 hours - max 4 people - max 2 hour of operation) | o | o | o | o | o | o | x | x | o | o | o | o | o | o | o | o
MS.CP-ST-03 | 2970 | FAT - Factory Acceptance Test for single Gen Set from 450 to 700 kVA according to our standard procedures in Elcos factory (max 4 hours - max 4 people - max 2 hour of operation) | x | x | x | x | x | x | o | o | x | x | x | x | x | x | x | x
MS.RF-ST-02 | 2552 | Noise test report for single Gen Set from 250 to 700 kVA | o | o | o | o | o | o | o | o | x | x | x | x | x | x | x | x
MS.TV-ST-02 | 1628 | Vibration test on 10 points with certificate for single Gen Set from 275 to 3000 kVA | x | x | x | x | x | x | o | o | x | x | x | x | x | x | x | x
O.G-VAR-CAT-02 | 1727 | Toolbox for ordinary maintenance. | x | x | x | x | x | x | o | o | x | x | x | x | x | x | x | x
O.G-VAR-PUN-TER-01 | 473 | Round earth spike, diam. 20 mm, height 1.5mt, galvanized, complete with clamp and 3m yellow/green cable model FS17 1x35mm² with cable lugs. | x | x | x | x | x | x | x | x | x | x | x | x | x | x | x | x
O.G-VAR-PUN-TER-02 | 418 | Cross-shaped earth spike, height 1.5mt, galvanized, complete with clamp and 3m yellow/green cable model FS17 1x35mm² with cable lugs. | x | x | x | x | x | x | x | x | x | x | x | x | x | x | x | x
O.G-VAR-SFA-06 | 20878 | Aspiration / expulsion sound attenuators -25dBA for Gen Sets 450/700 kVA BF Version | x | x | x | x | x | x | o | o | o | o | o | o | o | o | o | o
O.G-VAR-TPD-01 | 506 | IP 55 document holder | o | o | o | o | o | o | o | o | o | o | x | x | x | x | x | x

## Опции 750-1100 кВА
Дополнительные опции для ДГУ от 750 до 1100 кВА (X - опция доступна для заказа, О - опция недоступна для заказа)
Артикул | Цена | Описание | BF |  |  |  |  | SS
|  |  | 750 | 800 | 900 | 1000 | 1100 | 750 | 800 | 900 | 1000 | 1100
Подача топлива
O.G-ACO-AT-C3V-03 | 1452 | External fuel tank connections with 3-way valve for supply from internal or external tank (750/3000 kVA) | x | x | x | x | x | x | x | x | x | x
O.G-ACO-AT-C3V-AR-03 | 1804 | Quick coupling connectors with 3-way valve for internal or external fuel tank connection (750/3000 kVA) | o | o | o | o | o | x | x | x | x | x
O.G-ACO-AT-CI-03 | 726 | External tank connections for supply only from external tank (g without tank) GE 750/3000 | o | o | o | o | o | x | x | x | x | x
O.G-ACO-BT-B4000-1000 | 12958 | 1000 Lt Oversized Fuel Tank on board for BF (750/800 kVA), (Increased weight and size) | x | x | o | o | o | o | o | o | o | o
O.G-ACO-BT-B4000-2000 | 20075 | 2000 Lt Oversized Fuel Tank on board for BF (750/800 kVA), (Increased weight and size) | x | x | o | o | o | o | o | o | o | o
O.G-ACO-BT-B4500-1000 | 14597 | 1000 Lt Oversized Fuel Tank on board for BF (900/1100 kVA), (Increased weight and size) | o | o | x | x | x | o | o | o | o | o
O.G-ACO-BT-B4500-2000 | 22935 | 2000 Lt Oversized Fuel Tank on board for BF (900/1100 kVA), (Increased weight and size) | o | o | x | x | x | o | o | o | o | o
O.G-ACO-BT-C5700-2000 | 11638 | 2000 Lt Oversized Fuel Tank on board for SS, RB (750/800 kVA) | o | o | o | o | o | x | x | x | o | o
O.G-ACO-BT-C6500-1800 | 13288 | 1800 Lt Oversized Fuel Tank on board for SS (900/1000 kVA), (Increased weight and size) | o | o | o | o | o | o | o | x | x | x
O.G-ACO-GA-01 | 935 | Mechanical analogue float for internal fuel tank on board | o | o | o | o | o | x | x | x | x | x
O.G-ACO-GA-02 | 1364 | Electrical analogue float to monitor the external refilling point on board | o | o | o | o | o | x | x | x | x | x
O.G-ACO-RE-02 | 1353 | External refilling point for Gen Sets 275/400 kVA, SS, RB versions | o | o | o | o | o | x | x | o | o | o
O.G-ACO-RE-SP-02 | 2024 | External refilling point with warning light for Gen Sets 275/800 kVA, SS, RB versions | o | o | o | o | o | x | x | o | o | o
O.G-ACO-ST-2P | 1859 | Double redundant electric pump kit for automatic fuel refilling system | o | o | o | o | o | x | x | x | x | x
O.G-ACO-ST-BG-HDT | 4433 | "Heavy Duty" automatic fuel refilling system on board, controlled by QPE-C and QLE-B panels | o | o | o | o | o | x | x | x | x | x
O.G-ACO-ST-BG-STD | 3663 | "Standard" automatic fuel refilling system on board, controlled by QPE-C and QLE-B panels | o | o | o | o | o | x | x | x | x | x
Альтернатор | 0
O.G-ALT-AL-CHBR-06 | 5610 | Different brand alternator 750/1100 kVA (Check dimensions) | x | x | x | x | x | x | x | x | x | x
O.G-ALT-AL-COTE-01 | 3267 | Temperature control unit up to 4 x PT100 probes for MC4 management | x | x | x | x | x | x | x | x | x | x
O.G-ALT-AL-GEL-05 | 21593 | Joint and bell housing for double-bearing coupling (BF Gen Sets 750/1100 kVA) | x | x | x | x | x | o | o | o | o | o
O.G-ALT-ST-ACO-01 | 781 | Anti-condensation heater 230 V (on Stamford from 80 to 2000 kVA) | x | x | x | x | x | x | x | x | x | x
O.G-ALT-ST-AVR-MX321 | 3784 | Stamford MX321 automatic voltage regulator with PMG (Check dimensions) | x | x | x | x | x | x | x | x | x | x
O.G-ALT-ST-AVR-MX341 | 3487 | Stamford MX341 automatic voltage regulator with PMG (Check dimensions) | x | x | x | x | x | x | x | x | x | x
O.G-ALT-ST-BIS-03 | 2717 | Additional cost for double-bearing alternator (select also joint and bell housing code) from 750/1700 kVA | x | x | x | x | x | o | o | o | o | o
O.G-ALT-ST-PT100-1CU | 1881 | 1 x PT100 probe on bearing (80/3000 kVA) | x | x | x | x | x | x | x | x | x | x
O.G-ALT-ST-PT100-3AV | 2211 | nr. 3 RTD-PT100 probes on stator windings (80/3000 kVA) | x | x | x | x | x | x | x | x | x | x
O.G-ALT-ST-PT100-6AV | 3806 | nr. 3+3 RTD-PT100 probes on stator windings (80/3000 kVA) | x | x | x | x | x | x | x | x | x | x
O.G-ALT-ST-RIGU-01 | 2926 | Diode Failure Detector (DFD) mounted on the alternator. Alarm contact available into the panel | x | x | x | x | x | x | x | x | x | x
Аккумуляторные батареи | 0
O.G-BAT-BNC-06 | 14498 | 24Vdc NiCd starter batteries (750H0 KVA) | o | o | o | o | o | x | x | x | x | x
O.G-BAT-DOB-05 | 9570 | Redundant battery kit for Gen Sets 750/1100 kVA | x | x | x | x | x | x | x | x | x | x
O.G-BAT-STB-03 | 1793 | Battery isolator lockable (750/1250 kVA) | x | x | x | x | x | x | x | x | x | x
Кожух | 0
O.G-COF-ANTI-RIL-02 | 16555 | Fire detection kit for containers 30,30HC,40', 40HC, for machine room | o | o | o | o | o | x | x | x | x | x
O.G-COF-ANTI-VALV-01 | 4532 | Firewatchman thermal fuel cut off valve kit for immediate cutoff of the diesel flow in case of fire inside the canopy. Suitable only for stationary SS units from 300 to 750KVA | o | o | o | o | o | x | o | o | o | o
O.G-COF-ANTI-VALV-02 | 5005 | Firewatchman thermal fuel cut off valve kit for immediate cutoff of the diesel flow in case of fire inside the canopy. Suitable only for stationary SS units from 800 to 3000KVA. | o | o | o | o | o | o | x | x | x | x
O.G-COF-AP-01 | 1089 | Door opening alarm system (each door) | o | o | o | o | o | x | x | x | x | x
O.G-COF-EAF-08 | 2354 | Frontal air expulsion for Gen Sets 750/800 kVA (C5700) - (change the noise level) | o | o | o | o | o | x | x | o | o | o
O.G-COF-EAF-09 | 2640 | Frontal air expulsion for Gen Sets 900/1000 kVA (C6500) - (change the noise level) | o | o | o | o | o | o | o | x | x | x
O.G-COF-FP-02 | 1199 | Door stop (130/1000 kVA) | o | o | o | o | o | x | x | x | x | x
O.G-COF-IL-03 | 2068 | Internal LED lighting with micro-switches for Gen Sets 750/3000 kVA | o | o | o | o | o | x | x | x | x | x
O.G-COF-TRT-MAR-06 | 19338 | High resistance canopy treatment for corrosive environments for 750/1100 kVA (SS Version) | o | o | o | o | o | x | x | x | x | x
O.G-COF-VER-PAR-06 | 2585 | Canopy custom paint (Grey base-frame) for 750/1100 kVA (SS Version) | o | o | o | o | o | x | x | x | x | x
O.G-COF-VER-TOT-06 | 3025 | Total canopy custom paint for 750/1100 kVA (SS Version) | o | o | o | o | o | x | x | x | x | x
Контейнер | 0
CONTAINER-20HC-70D-EV | 123266 | Soundproofed Container 20' HC with VSD driven fan, internal muffler - Standard GREY RAL 7015, acoustic isolation 75 dBA at 7mt. (+/-3). Dim. cm. 606 x 244 x 289H - (800H0 KVA BF version) | o | x | x | x | x | o | o | o | o | o
CONTAINER-20HC-LT-01 | 56617 | Insulated Container 20' HC - LT Version - Standard GREY RAL 7015, Dim. cm. 606 x 244 x 289H | x | x | x | x | x | o | o | o | o | o
CONTAINER-30HC-65D-01 | 130130 | Soundproofed Container 30' HC - Standard GREY RAL 7015, acoustic isolation 65 dBA at 7 mt. (+/-3 dBA). Dim. cm. 913 x 244 x 290H - (750H0 KVA BF version) | x | x | x | x | x | o | o | o | o | o
CONTAINER-30HC-75D-01 | 98208 | Soundproofed Container 30' HC - Standard GREY RAL 7015, acoustic isolation 75 dBA at 7mt. (+/-3). Dim. cm. 913 x 244 x 290H - (750H0 KVA BF version) | x | x | x | x | x | o | o | o | o | o
CONTAINER-40HC-55D-01 | 193952 | Soundproofed Container 40' HC - Standard GREY RAL 7015, acoustic isolation 65 dBA at 7mt. (+/-3). Dim. cm. 1.219 x 244 x 290H - (750H0 KVA BF version) | x | x | x | x | x | o | o | o | o | o
CONTAINER-40HC-65D-01 | 130614 | Soundproofed Container 40' HC - Standard GREY RAL 7015, acoustic isolation 65 dBA at 7mt. (+/-3). Dim. cm. 1.219 x 244 x 290H - (750H0 KVA BF version) | x | x | x | x | x | o | o | o | o | o
CONTAINER-40HC-75D-01 | 102960 | Soundproofed Container 40' HC - Standard GREY RAL 7015, acoustic isolation 75 dBA at 7mt. (+/-3). Dim. cm. 1.219 x 244 x 290H - (750H0 KVA BF version) | x | x | x | x | x | o | o | o | o | o
O.CO-GR-VE-ESP-02 | 6160 | Frontal vertical ejection grilles for GE from 750 to 3000 kVA | x | x | x | x | x | x | x | x | x | x
Электрика и пульты управления | 0
O.G-USP-AR-480 | 4719 | Powerlock connector 480A on board for SS Version | o | o | o | o | o | x | x | x | x | x
O.G-USP-AR-750 | 5357 | Powerlock connector 750A on board for SS Version | o | o | o | o | o | x | x | x | x | x
O.G-USP-MO-IN-EST | 8250 | Switch panel with connection bars and cable entry, mounted on the canopy | o | o | o | o | o | x | x | x | x | x
O.G-USP-MPT-03 | 3278 | 5-socket module installed on board, for Gen Sets SS +011 from 275 to 1100 kVA | o | o | o | o | o | x | x | o | o | o
O.G-USP-MPT-04 | 4719 | 9-socket module installed on board, for Gen Sets SS +011 from 275 to 1100 kVA | o | o | o | o | o | x | x | o | o | o
O.G-USP-SW-MOT.0750-1100 | 9427 | Motorization switch in switch panel on board machine for Ge from 750/1100 Kva - (for variant +11) | x | x | x | x | x | x | x | x | x | x
O.Q-QBM-BMIN-230V-02 | 979 | Additional price for 230V minimum voltage coil on MCCB both on the control panel and on the alternator (check feasibility) | x | x | x | x | x | x | x | x | x | x
O.Q-QBM-CPI-BEN-01 | 3223 | Permanent insulation controller for IT networks up to 230V / 400V. BENDER IR423-D4-1. Adjustable threshold 10 ÷ 300 kohm. (2 DIN rail modules - check feasibility) | x | x | x | x | x | x | x | x | x | x
O.Q-QPA-COM-IG500 | 3278 | Option with COMAP GC500 controller on board instead of InteliGen 200. | o | o | o | o | o | x | x | x | x | x
O.Q-QPA-COM-NTCBB | 4994 | Option with COMAP INTELIGEN controller on board instead of InteliGen 200. | o | o | o | o | o | x | x | x | x | x
O.Q-QPA-DSE-8610 | 1595 | Option with COMAP GC200 controller on board instead of Comap GC200. | o | o | o | o | o | x | x | x | x | x
O.Q-QPA-LOV-RGK900 | 3762 | Option with LOVATO RGK900 controller on board instead of InteliGen 200. | o | o | o | o | o | x | x | x | x | x
O.Q-QPE-485.CONV-LAN | 1177 | Converter 485/LAN for QPE-C, QLE-B panel | x | x | x | x | x | x | x | x | x | x
O.Q-QPE-485.CONV-USB | 748 | Converter 485/USB for QPE panel | x | x | x | x | x | x | x | x | x | x
O.Q-QPE-DIS-MS.01 | 1386 | MASTER/SLAVE device for QPE panel | x | x | x | x | x | x | x | x | x | x
O.Q-QPE-INT-CST-CTR-03 | 1023 | STATUS and TRIP contact of main breaker wired to terminal board inside the QPE panel (275 / 1000KVA) on board (not for variant +010). | x | x | x | x | o | x | x | x | x | o
O.Q-QPE-K-DIF | 1034 | Differential protection adjustable for the MC4 | x | x | x | x | x | x | x | x | x | x
O.Q-QPE-MD-QPE-C | 924 | GSM remote management modem for QPE panel | x | x | x | x | x | x | x | x | x | x
O.Q-QPE-POT-VOLT | 924 | Internal potentiometer for voltage regulation - available only for variant +10/+11 | x | x | x | x | x | x | x | x | x | x
O.Q-QPE-PR-QPE-C | 2057 | Remote panel for QPE-C, QLE-B - available only for variant +10/+11 | x | x | x | x | x | x | x | x | x | x
O.Q-QPE-QBM-COM-AMF25 | 1078 | Option with QBM COMAP AMF25 controller on board instead of QPE | x | x | x | x | x | x | x | x | x | x
O.Q-QPE-QBM-DSE-7320 | 1100 | Option with QBM DSE7320 controller on board instead of QPE. | x | x | x | x | x | x | x | x | x | x
O.Q-QPE-RIL-16RELE | 1100 | 16-relay module for QPE panel | x | x | x | x | x | x | x | x | x | x
O.Q-QPE-RX8-QPE-C | 1298 | Start-stop radio control with max. radius 500 mt indoors and 5 km outdoors (for QPE panel). | x | x | x | x | x | x | x | x | x | x
O.Q-QPE-SAS-02 | 2299 | Auto Start-Stop at load request (QPE, QLE panels) | x | x | x | x | x | x | x | x | x | x
O.Q-QPE-SCD-01 | 682 | Anti-condensation heater inside the panel | x | x | x | x | x | x | x | x | x | x
O.Q-QPE-SEL-50-60 | 880 | Switch selector 50Hz 400V / 60Hz 480V | x | x | x | x | x | x | x | x | x | x
O.Q-QPE-TG-EVO-GPS-4G | 5896 | Remote management system via LAN/GSM 4G with WEB application and GPS location system | x | x | x | x | x | x | x | x | x | x
O.Q-QPE-TG-QPE-C | 1463 | Remote management software via LAN for QPE-C, QLE-B panel compatible with Windows XP and 7 | x | x | x | x | x | x | x | x | x | x
Двигатель | 0
O.G-MOT-FC-10 | 5731 | Dust collector filter - for Gen Sets 750H0 kVA | x | x | x | x | x | x | x | x | x | x
O.G-MOT-FSA-10 | 6270 | Fuel/Water Separator Filter - for Gen Sets 800/1000 kVA | x | x | x | x | x | x | x | x | x | x
O.G-MOT-K-40C-06 | 2123 | Engine liquids suitable for -40°C ambient temperature for Gen Sets 750/1100 kVA | x | x | x | x | x | x | x | x | x | x
O.G-MOT-MAG-05 | 13805 | Dual starter motor for Gen Sets 750/1100 kVA (engine configuration to be checked) | x | x | x | x | x | x | x | x | x | x
O.G-MOT-SC-AC-EL-05 | 1496 | Super hot engine heater 230V with thermostat on board for Gen Sets 750/1100 kVA | x | x | x | x | x | x | x | x | x | x
O.G-MOT-SC-AC-WE-03 | 13552 | Webasto diesel-operated water pre-heater (450/1100 kVA) | x | x | x | x | x | x | x | x | x | x
O.G-MOT-SE-LR-03 | 2332 | Radiator coolant level sensor from 750 to 3000 kVA | x | x | x | x | x | x | x | x | x | x
Перемещение | 0
O.G-MOV-CO-ST-08 | по запросу | Roadworthy trailer 80km/h (750/1000 kVA), registration excluded. | o | o | o | o | o | x | x | x | x | x
Автоматический ввод резерва | 0
QC3.1250A | 11638 | Separate ATS panel, ABB 1250A motorized change-over (800 kVA 400V) Dim. 80 x 60 x 160 cm - 220 kg. (ex QC3.800) | x | x | o | o | o | x | x | o | o | o
QC4.1600A | 15554 | Separate ATS panel, ABB 1600A motorized change-over (1050 kVA 400V) Dim. 80 x 80 x 190 cm - 270 kg. (ex QC4.1050) | o | o | x | x | o | o | o | x | x | o
QC4.2000A | 22341 | Separate ATS panel, ABB 2000A motorized change-over (1400 kVA 400V) Dim. 80 x 80 x 190 cm - 310 kg. (ex QC4.1400) | o | o | o | o | x | o | o | o | o | x
QCP3.1250A | 16170 | Separate ATS switching panel, with Lovato ATL 610 control unit, for variant +014, ABB motorized change-over 1250A 4P (800kva 400V) and compartment for power cables inlet | x | x | o | o | o | x | x | o | o | o
QCP4.1600A | 24827 | Separate ATS switching panel, with Lovato ATL 610 control unit, for variant +014, ABB motorized change-over 1600A 4P (1100kva 400V) and compartment for power cables inlet | o | o | x | x | o | o | o | x | x | o
QCP4.2000A | 28380 | Separate ATS switching panel, with Lovato ATL 610 control unit, for variant +014, ABB motorized change-over 2000A 4P (1300kva 400V) and compartment for power cables inlet | o | o | o | o | x | o | o | o | o | x
Модули параллельной работы | 0
QP.APM4.1250A | 33550 | APM Automatic Parallel Module Comap InteliVision5 logic with motorized breaker (1250A) pour gen set from 600 to 800kVA.Dim. cm. 80 x 60 x 190H. | x | x | o | o | o | x | x | o | o | o
QP.APM5.1600A | 34485 | APM Automatic Parallel Module Comap InteliVision5 logic with motorized breaker (1600A) for gen set from 900 to 1150kVA.Dim. cm. 80 x 60 x 190H. | o | o | x | x | o | o | o | x | x | o
QP.APM6.2000A | 40711 | APM Automatic Parallel Module Comap InteliVision5 logic with motorized breaker (2000A) for gen set from 1200 to 1400kVA.Dim. cm. 80 x 60 x 190H. | o | o | o | o | x | o | o | o | o | x
Выхлопная система | 0
O.G-SCA-CAT-09 | 17446 | Catalytic converter (750/1100 kVA) | x | x | x | x | x | x | x | x | x | x
O.G-SCA-FAP-K1000 | 86152 | Particulate filter (DPF) for Gen Sets 900/1100 kVA | o | o | x | x | x | o | o | x | x | x
O.G-SCA-FAP-K800 | 84172 | Particulate filter (DPF) for Gen Sets 700/800 kVA | x | x | o | o | o | x | x | o | o | o
O.G-SCA-MR-08 | 7700 | Residential muffler -35 dBA (750/1100 kVA) | x | x | x | x | x | o | o | o | o | o
O.G-SCA-MR-MO-04 | 10351 | Installation on board for residential muffler, particulate filter, catalytic converter on BF (750/1100 kVA) | x | x | x | x | x | o | o | o | o | o
O.G-SCA-PF-06 | 2761 | Spark arrestor for Gen Sets 750/1100 kVA | x | x | x | x | x | x | x | x | x | x
Тестирование | 0
MS.CP-LT-04 | 2431 | FAT - Factory Acceptance Test for single Gen Set from 750 to 1100 kVA according to our standard procedures in Elcos factory (max 2 hours - max 4 people - max 1 hour of operation) | x | x | x | x | x | x | x | x | x | x
MS.CP-SP-04 | 9339 | FAT - Factory Acceptance Test for single custom Gen Set from 750 to 1100 kVA max 4 operating hours or parallel system up to 4 units for 1 operating hour, in Elcos factory (max 4 hours - max 4 people ) | x | x | x | x | x | x | x | x | x | x
MS.CP-SP-MV-02 | 12947 | FAT - Factory Acceptance Test for single custom Gen Set from 800 to 1250 kVA max 4 operating hours or parallel system up to 4 units for 1 operating hour, in Elcos factory (max 4 hours - max 4 people ) | o | x | x | x | x | o | o | o | o | o
MS.CP-ST-04 | 4906 | FAT - Factory Acceptance Test for single Gen Set from 750 to 1100 kVA according to our standard procedures in Elcos factory (max 4 hours - max 4 people - max 2 hour of operation) | x | x | x | x | x | x | x | x | x | x
MS.CP-ST-MV-02 | 7425 | FAT - Factory Acceptance Test for single Gen Set from 800 to 1250 kVA according to our standard procedures in Elcos factory (max 2 hours - max 4 people - max 1 hour of operation) | o | x | x | x | x | o | o | o | o | o
MS.RF-ST-03 | 3146 | Noise test report for single Gen Set from 800 to 1500 kVA | o | o | o | o | o | x | x | x | x | x
MS.TV-ST-02 | 1628 | Vibration test on 10 points with certificate for single Gen Set from 275 to 3000 kVA | x | x | x | x | x | x | x | x | x | x
O.G-VAR-CAT-03 | 1947 | Toolbox for ordinary maintenance. | x | x | x | x | x | x | x | x | x | x
O.G-VAR-PUN-TER-01 | 473 | Round earth spike, diam. 20 mm, height 1.5mt, galvanized, complete with clamp and 3m yellow/green cable model FS17 1x35mm² with cable lugs. | x | x | x | x | x | x | x | x | x | x
O.G-VAR-PUN-TER-02 | 418 | Cross-shaped earth spike, height 1.5mt, galvanized, complete with clamp and 3m yellow/green cable model FS17 1x35mm² with cable lugs. | x | x | x | x | x | x | x | x | x | x
O.G-VAR-SFA-07 | 16478 | Aspiration / expulsion sound attenuators -25dBA for Gen Sets 750/800 kVA BF Version | x | x | o | o | o | o | o | o | o | o
O.G-VAR-SFA-08 | 32307 | Aspiration / expulsion sound attenuators -25dBA for Gen Sets 900/1250 kVA BF Version | o | o | x | x | x | o | o | o | o | o
O.G-VAR-TPD-01 | 506 | IP 55 document holder | o | o | o | o | o | x | x | x | x | x

## Опции 1250-3000 кВА
Дополнительные опции для ДГУ от 1250 до 3000 кВА (X - опция доступна для заказа, О - опция недоступна для заказа)
Артикул | Цена | Описание | BF | [10 empty] | SS
|  |  | 1250 | 1400 | 1500 | 1700 | 1800 | 1900 | 2000 | 2300 | 2500 | 2800 | 3000 | 1250 | 1400 | 1500 | 1700 | 1800 | 1900 | 2000 | 2300 | 2500 | 2800 | 3000
Подача топлива
O.G-ACO-AT-C3V-03 | 1452 | External fuel tank connections with 3-way valve for supply from internal or external tank (750/3000 kVA) | x | x | x | x | x | x | x | x | x | x | x | x | x | x | x | x | x | x | x | x | x | x
O.G-ACO-AT-C3V-AR-03 | 1804 | Quick coupling connectors with 3-way valve for internal or external fuel tank connection (750/3000 kVA) | o | o | o | o | o | o | o | o | o | o | o | x | x | x | x | x | x | x | x | x | x | x
O.G-ACO-AT-CI-03 | 726 | External tank connections for supply only from external tank (g without tank) GE 750/3000 | o | o | o | o | o | o | o | o | o | o | o | x | x | x | x | x | x | x | x | x | x | x
O.G-ACO-BT-B5000-1000 | 17358 | 1000 Lt Oversized Fuel Tank on board for BF (1250/1500 kVA), (Increased weight and size) | x | x | x | o | o | o | o | o | o | o | o | o | o | o | o | o | o | o | o | o | o | o
O.G-ACO-BT-B5000-2000 | 26180 | 2000 Lt Oversized Fuel Tank on board for BF (1250/1500 kVA), (Increased weight and size) | x | x | x | o | o | o | o | o | o | o | o | o | o | o | o | o | o | o | o | o | o | o
O.G-ACO-GA-01 | 935 | Mechanical analogue float for internal fuel tank on board | o | o | o | o | o | o | o | o | o | o | o | x | x | x | x | x | x | x | x | x | x | x
O.G-ACO-GA-02 | 1364 | Electrical analogue float to monitor the external refilling point on board | o | o | o | o | o | o | o | o | o | o | o | x | x | x | x | x | x | x | x | x | x | x
O.G-ACO-ST-2P | 1859 | Double redundant electric pump kit for automatic fuel refilling system | o | o | o | o | o | o | o | o | o | o | o | x | x | x | x | x | x | x | x | x | x | x
O.G-ACO-ST-BG-HDT | 4433 | "Heavy Duty" automatic fuel refilling system on board, controlled by QPE-C and QLE-B panels | o | o | o | o | o | o | o | o | o | o | o | x | x | x | x | x | x | x | x | x | x | x
O.G-ACO-ST-BG-STD | 3663 | "Standard" automatic fuel refilling system on board, controlled by QPE-C and QLE-B panels | o | o | o | o | o | o | o | o | o | o | o | x | x | x | x | x | x | x | x | x | x | x
Альтернатор | 0
O.G-ALT-AL-COTE-01 | 3267 | Temperature control unit up to 4 x PT100 probes for MC4 management | x | x | x | x | x | x | x | x | x | x | x | x | x | x | x | x | x | x | x | x | x | x
O.G-ALT-AL-GEL-06 | 27456 | Joint and bell housing for double-bearing coupling (BF Gen Sets 1250/1500 kVA) | x | x | x | o | o | o | o | o | o | o | o | o | o | o | o | o | o | o | o | o | o | o
O.G-ALT-AL-GEL-07 | 42108 | Joint and bell housing for double-bearing coupling (BF Gen Sets 1700/3000 kVA) | o | o | o | x | x | x | x | x | x | x | x | o | o | o | o | o | o | o | o | o | o | o
O.G-ALT-ST-ACO-01 | 781 | Anti-condensation heater 230 V (on Stamford from 80 to 2000 kVA) | x | x | x | x | x | x | x | o | o | o | o | x | x | x | x | x | x | x | o | o | o | o
O.G-ALT-ST-ACO-02 | 1078 | Anti-condensation heater 230 V (on Stamford from 22000 kVA to 3000 kVA) | o | o | o | o | o | o | o | x | x | x | x | o | o | o | o | o | o | o | x | x | x | x
O.G-ALT-ST-AVR-MX321 | 3784 | Stamford MX321 automatic voltage regulator with PMG (Check dimensions) | x | x | x | x | x | x | x | x | x | x | x | x | x | x | x | x | x | x | x | x | x | x
O.G-ALT-ST-AVR-MX341 | 3487 | Stamford MX341 automatic voltage regulator with PMG (Check dimensions) | x | x | x | x | x | x | x | x | x | x | x | x | x | x | x | x | x | x | x | x | x | x
O.G-ALT-ST-BIS-03 | 2717 | Additional cost for double-bearing alternator (select also joint and bell housing code) from 750/1700 kVA | x | x | x | x | o | o | o | o | o | o | o | o | o | o | o | o | o | o | o | o | o | o
O.G-ALT-ST-BIS-04 | 3267 | Additional cost for double-bearing alternator (select also joint and bell housing code) from 1900/3000 kVA | o | o | o | o | x | x | x | x | x | x | x | o | o | o | o | o | o | o | o | o | o | o
O.G-ALT-ST-PT100-1CU | 1881 | 1 x PT100 probe on bearing (80/3000 kVA) | x | x | x | x | x | x | x | x | x | x | x | x | x | x | x | x | x | x | x | x | x | x
O.G-ALT-ST-PT100-3AV | 2211 | nr. 3 RTD-PT100 probes on stator windings (80/3000 kVA) | x | x | x | x | x | x | x | x | x | x | x | x | x | x | x | x | x | x | x | x | x | x
O.G-ALT-ST-PT100-6AV | 3806 | nr. 3+3 RTD-PT100 probes on stator windings (80/3000 kVA) | x | x | x | x | x | x | x | x | x | x | x | x | x | x | x | x | x | x | x | x | x | x
O.G-ALT-ST-RIGU-01 | 2926 | Diode Failure Detector (DFD) mounted on the alternator. Alarm contact available into the panel | x | x | x | x | x | x | x | x | x | x | x | x | x | x | x | x | x | x | x | x | x | x
Аккумуляторные батареи | 0
O.G-BAT-BNC-07 | 28864 | 24Vdc NiCd starter batteries (1250/2000 kVA) | x | x | x | x | o | o | o | o | o | o | o | x | x | x | x | o | o | o | o | o | o | o
O.G-BAT-DOB-06 | 11462 | Redundant battery kit for Gen Sets 1250/1700 kVA | x | x | x | x | o | o | o | o | o | o | o | x | x | x | x | o | o | o | o | o | o | o
O.G-BAT-DOB-07 | 16203 | Redundant battery kit for Gen Sets 1900/3000 kVA | o | o | o | o | x | x | x | x | x | x | x | o | o | o | o | x | x | x | x | x | x | x
O.G-BAT-STB-03 | 1793 | Battery isolator lockable (750/1250 kVA) | x | o | o | o | o | o | o | o | o | o | o | o | o | o | o | o | o | o | o | o | o | o
Кожух | 0
O.G-COF-ANTI-RIL-02 | 16555 | Fire detection kit for containers 30,30HC,40', 40HC, for machine room | o | o | o | o | o | o | o | o | o | o | o | x | x | x | x | x | x | x | x | x | x | x
O.G-COF-ANTI-VALV-02 | 5005 | Firewatchman thermal fuel cut off valve kit for immediate cutoff of the diesel flow in case of fire inside the canopy. Suitable only for stationary SS units from 800 to 3000KVA. | o | o | o | o | o | o | o | o | o | o | o | x | x | x | x | x | x | x | x | x | x | x
O.G-COF-AP-01 | 1089 | Door opening alarm system (each door) | o | o | o | o | o | o | o | o | o | o | o | x | x | x | x | x | x | x | x | x | x | x
O.G-COF-IL-03 | 2068 | Internal LED lighting with micro-switches for Gen Sets 750/3000 kVA | o | o | o | o | o | o | o | o | o | o | o | x | x | x | x | x | x | x | x | x | x | x
O.G-COF-TRT-MAR-07 | 26818 | High resistance canopy treatment for corrosive environments for 1300/3000 kVA (SS Version) | o | o | o | o | o | o | o | o | o | o | o | x | x | x | x | x | x | x | x | x | x | x
O.G-COF-VER-PAR-07 | 2893 | Canopy custom paint (Grey base-frame) for 1250/3000 kVA (SS Version) | o | o | o | o | o | o | o | o | o | o | o | x | x | x | x | x | x | x | x | x | x | x
O.G-COF-VER-TOT-07 | 3443 | Total canopy custom paint for 1250/3000 kVA (SS Version) | o | o | o | o | o | o | o | o | o | o | o | x | x | x | x | x | x | x | x | x | x | x
Контейнер | 0
CONTAINER-30HC-75D-02 | 109164 | Soundproofed Container 30' HC - Standard GREY RAL 7015, acoustic isolation 75 dBA at 7mt. (+/-3). Dim. cm. 913 x 244 x 290H - (1250x0 KVA BF version) | x | x | x | x | o | o | o | o | o | o | o | o | o | o | o | o | o | o | o | o | o | o
CONTAINER-30HC-LT-01 | 81763 | Insulated Container 30' HC - LT Version - Standard GREY RAL 7015, Dim. cm. 913 x 244 x 290H - (1250x0 KVA BF version) | x | x | x | x | o | o | o | o | o | o | o | o | o | o | o | o | o | o | o | o | o | o
CONTAINER-30HC-LT-02 | 89859 | Insulated Container 30' HC - LT Version - Standard GREY RAL 7015, Dim. cm. 913 x 244 x 290H - (1900/3000 KVA BF version) | o | o | o | o | x | x | x | x | x | x | x | o | o | o | o | o | o | o | o | o | o | o
CONTAINER-40HC-65D-02 | 152064 | Soundproofed Container 40' HC - Standard GREY RAL 7015, acoustic isolation 65 dBA at 7mt. (+/-3). Dim. cm. 1.219 x 244 x 289H - (1250x0 KVA BF version) | x | x | x | x | o | o | o | o | o | o | o | o | o | o | o | o | o | o | o | o | o | o
CONTAINER-40HC-65D-03 | по запросу | Soundproofed Container 40' HC - Standard GREY RAL 7015, acoustic isolation 65 dBA at 7mt. (+/-3). Dim. cm. 1.219 x 244 x 289H - (1250x0 KVA BF version) | x | x | x | x | o | o | o | o | o | o | o | o | o | o | o | o | o | o | o | o | o | o
CONTAINER-40HC-75D-02 | 114884 | Soundproofed Container 40' HC - Standard GREY RAL 7015, acoustic isolation 75 dBA at 7mt. (+/-3). Dim. cm. 1.219 x 244 x 289H - (1250x0 KVA BF version) | x | x | x | x | o | o | o | o | o | o | o | o | o | o | o | o | o | o | o | o | o | o
CONTAINER-40HC-75D-03 | 122034 | Soundproofed Container 40' HC - Standard GREY RAL 7015, acoustic isolation 75 dBA at 7mt. (+/-3). Dim. cm. 1.219 x 244 x 289H - (1900/3000 KVA BF version) | o | o | o | o | x | x | x | x | x | x | x | o | o | o | o | o | o | o | o | o | o | o
CONTAINER-40HC-LT-01 | 79387 | Insulated Container 40' HC - LT Version - Standard GREY RAL 7015, Dim. cm. 1.219 x 244 x 289H - (1250x0 KVA BF version) | x | x | x | x | o | o | o | o | o | o | o | o | o | o | o | o | o | o | o | o | o | o
CONTAINER-40HC-LT-02 | 87967 | Insulated Container 40' HC - LT Version - Standard GREY RAL 7015, Dim. cm. 1.219 x 244 x 289H - (1900/3000 KVA BF version) | o | o | o | o | x | x | x | x | x | x | x | o | o | o | o | o | o | o | o | o | o | o
O.CO-GG-VE-01 | 2772 | Vertical gravity louvres for Ge 275/400 (for air outlet, double this and add also O.CO-GR-VE-ESP) | o | o | o | o | o | o | o | o | o | x | x | o | o | o | o | o | o | o | o | o | x | x
O.CO-GR-VE-ESP-02 | 6160 | Frontal vertical ejection grilles for GE from 750 to 3000 kVA | x | x | x | x | x | x | x | x | x | x | x | x | x | x | x | x | x | x | x | x | x | x
Электрика и пульты управления | 0
O.G-USP-SW-MOT.1250-1500 | 5676 | Motorization switch mounted on alternator for 1250/1500 Kva Ge - (for variant +11) | x | x | x | o | o | o | o | o | o | o | o | x | x | x | o | o | o | o | o | o | o | o
O.G-USP-SW-MOT.1700-3000 | 6215 | Motorization switch mounted on alternator for Ge 1700/3000 Kva - (for variant +11) | o | o | o | x | x | x | x | x | x | x | x | o | o | o | x | x | x | x | x | x | x | x
O.Q-QBM-BMIN-230V-02 | 979 | Additional price for 230V minimum voltage coil on MCCB both on the control panel and on the alternator (check feasibility) | x | x | x | x | x | x | x | x | x | x | x | x | x | x | x | x | x | x | x | x | x | x
O.Q-QBM-CPI-BEN-01 | 3223 | Permanent insulation controller for IT networks up to 230V / 400V. BENDER IR423-D4-1. Adjustable threshold 10 ÷ 300 kohm. (2 DIN rail modules - check feasibility) | x | x | x | x | x | x | x | x | x | x | x | x | x | x | x | x | x | x | x | x | x | x
O.Q-QPA-COM-IG500 | 3278 | Option with COMAP GC500 controller on board instead of InteliGen 200. | o | o | o | o | o | o | o | o | o | o | o | x | x | x | x | x | x | x | x | x | x | x
O.Q-QPA-COM-NTCBB | 4994 | Option with COMAP INTELIGEN controller on board instead of InteliGen 200. | o | o | o | o | o | o | o | o | o | o | o | x | x | x | x | x | x | x | x | x | x | x
O.Q-QPA-DSE-8610 | 1595 | Option with COMAP GC200 controller on board instead of Comap GC200. | o | o | o | o | o | o | o | o | o | o | o | x | x | x | x | x | x | x | x | x | x | x
O.Q-QPA-LOV-RGK900 | 3762 | Option with LOVATO RGK900 controller on board instead of InteliGen 200. | o | o | o | o | o | o | o | o | o | o | o | x | x | x | x | x | x | x | x | x | x | x
O.Q-QPE-485.CONV-LAN | 1177 | Converter 485/LAN for QPE-C, QLE-B panel | x | x | x | x | x | x | x | x | x | x | x | x | x | x | x | x | x | x | x | x | x | x
O.Q-QPE-485.CONV-USB | 748 | Converter 485/USB for QPE panel | x | x | x | x | x | x | x | x | x | x | x | x | x | x | x | x | x | x | x | x | x | x
O.Q-QPE-DIS-MS.01 | 1386 | MASTER/SLAVE device for QPE panel | x | x | x | x | x | x | x | x | x | x | x | x | x | x | x | x | x | x | x | x | x | x
O.Q-QPE-K-DIF | 1034 | Differential protection adjustable for the MC4 | x | x | x | x | x | x | x | x | x | x | x | x | x | x | x | x | x | x | x | x | x | x
O.Q-QPE-MD-QPE-C | 924 | GSM remote management modem for QPE panel | x | x | x | x | x | x | x | x | x | x | x | x | x | x | x | x | x | x | x | x | x | x
O.Q-QPE-POT-VOLT | 924 | Internal potentiometer for voltage regulation - available only for variant +10/+11 | x | x | x | x | x | x | x | x | x | x | x | x | x | x | x | x | x | x | x | x | x | x
O.Q-QPE-PR-QPE-C | 2057 | Remote panel for QPE-C, QLE-B - available only for variant +10/+11 | x | x | x | x | x | x | x | x | x | x | x | x | x | x | x | x | x | x | x | x | x | x
O.Q-QPE-QBM-COM-AMF25 | 1078 | Option with QBM COMAP AMF25 controller on board instead of QPE | x | x | x | x | x | x | x | x | x | x | x | x | x | x | x | x | x | x | x | x | x | x
O.Q-QPE-QBM-DSE-7320 | 1100 | Option with QBM DSE7320 controller on board instead of QPE. | x | x | x | x | x | x | x | x | x | x | x | x | x | x | x | x | x | x | x | x | x | x
O.Q-QPE-RIL-16RELE | 1100 | 16-relay module for QPE panel | x | x | x | x | x | x | x | x | x | x | x | x | x | x | x | x | x | x | x | x | x | x
O.Q-QPE-RX8-QPE-C | 1298 | Start-stop radio control with max. radius 500 mt indoors and 5 km outdoors (for QPE panel). | x | x | x | x | x | x | x | x | x | x | x | x | x | x | x | x | x | x | x | x | x | x
O.Q-QPE-SAS-02 | 2299 | Auto Start-Stop at load request (QPE, QLE panels) | x | x | x | x | x | x | x | x | x | x | x | x | x | x | x | x | x | x | x | x | x | x
O.Q-QPE-SCD-01 | 682 | Anti-condensation heater inside the panel | x | x | x | x | x | x | x | x | x | x | x | x | x | x | x | x | x | x | x | x | x | x
O.Q-QPE-SEL-50-60 | 880 | Switch selector 50Hz 400V / 60Hz 480V | x | x | x | x | x | x | x | x | x | x | x | x | x | x | x | x | x | x | x | x | x | x
O.Q-QPE-TG-EVO-GPS-4G | 5896 | Remote management system via LAN/GSM 4G with WEB application and GPS location system | x | x | x | x | x | x | x | x | x | x | x | x | x | x | x | x | x | x | x | x | x | x
O.Q-QPE-TG-QPE-C | 1463 | Remote management software via LAN for QPE-C, QLE-B panel compatible with Windows XP and 7 | x | x | x | x | x | x | x | x | x | x | x | x | x | x | x | x | x | x | x | x | x | x
Двигатель | 0
O.G-MOT-K-40C-07 | 4015 | Engine liquids suitable for -40°C ambient temperature for Gen Sets 1250/1700 kVA | x | x | x | x | o | o | o | o | o | o | o | x | x | x | x | o | o | o | o | o | o | o
O.G-MOT-K-40C-08 | 5511 | Engine liquids suitable for -40°C ambient temperature for Gen Sets 1800/3000 kVA | o | o | o | o | x | x | x | x | x | x | x | o | o | o | o | x | x | x | x | x | x | x
O.G-MOT-MAG-06 | 15422 | Dual starter motor for Gen Sets 1250/1500 (engine configuration to be checked) | x | x | x | o | o | o | o | o | o | o | o | x | x | x | o | o | o | o | o | o | o | o
O.G-MOT-MAG-07 | 17589 | Dual starter motor for Gen Sets 1700/2500 kVA (engine configuration to be checked) | o | o | o | x | x | x | x | x | x | o | o | o | o | o | x | x | x | x | x | x | o | o
O.G-MOT-SC-AC-EL-06 | 3179 | Super hot engine heater 230V with thermostat on board for Gen Sets 1250/3000 kVA | x | x | x | x | x | x | x | x | x | x | x | x | x | x | x | x | x | x | x | x | x | x
O.G-MOT-SC-AC-WE-04 | 16203 | Webasto diesel-operated water pre-heater (1250/3000 kVA) | x | x | x | x | x | x | x | x | x | x | x | x | x | x | x | x | x | x | x | x | x | x
O.G-MOT-SE-LR-03 | 2332 | Radiator coolant level sensor from 750 to 3000 kVA | x | x | x | x | x | x | x | x | x | x | x | x | x | x | x | x | x | x | x | x | x | x
Автоматический ввод резерва | 0
QC4.2000A | 22341 | Separate ATS panel, ABB 2000A motorized change-over (1400 kVA 400V) Dim. 80 x 80 x 190 cm - 310 kg. (ex QC4.1400) | x | x | o | o | o | o | o | o | o | o | o | x | x | o | o | o | o | o | o | o | o | o
QC4.2500A | 24948 | Separate ATS panel, ABB 2500A motorized change-over (1700 kVA 400V) Dim. 80 x 80 x 190 cm - 350 kg. (ex QC4.1700) | o | o | x | x | o | o | o | o | o | o | o | o | o | x | x | o | o | o | o | o | o | o
QC4.3150A | 27335 | Separate ATS panel, 3150A motorized change-over (2000 kVA 400V) Dim. 100 x 100 x 190 cm - 450 kg. (ex QC4.2200) | o | o | o | o | x | x | x | o | o | o | o | o | o | o | o | x | x | x | o | o | o | o
QC5.4000A | 41800 | Separate ATS panel, 4000A motorized change-over (2700 kVA 400V) Dim. 260 x 100 x 190 cm - 700 kg. (ex QC5.2500) | o | o | o | o | o | o | o | x | x | o | o | o | o | o | o | o | o | o | x | x | o | o
QC5.5000A | 51326 | Separate ATS panel, 5000A motorized change-over (3000 kVA 400V) Dim. 260 x 100 x 190 cm - 800 kg. (ex QC5.3500) | o | o | o | o | o | o | o | o | o | x | x | o | o | o | o | o | o | o | o | o | x | x
QCP4.2000A | 28380 | Separate ATS switching panel, with Lovato ATL 610 control unit, for variant +014, ABB motorized change-over 2000A 4P (1300kva 400V) and compartment for power cables inlet | x | x | o | o | o | o | o | o | o | o | o | x | x | o | o | o | o | o | o | o | o | o
QCP4.2500A | 31570 | Separate ATS switching panel, with Lovato ATL 610 control unit, for variant +014, ABB motorized change-over 2500A 4P (1700kva 400V) and compartment for power cables inlet | o | o | x | x | o | o | o | o | o | o | o | o | o | x | x | o | o | o | o | o | o | o
QCP4.3150A | 34837 | Separate ATS switching panel, with Lovato ATL 610 control unit, for variant +014, ABB motorized change-over 3150A 4P (2000kva 400V) and compartment for power cables inlet | o | o | o | o | x | x | x | o | o | o | o | o | o | o | o | x | x | x | o | o | o | o
QCP5.4000A | 49533 | Separate ATS switching panel, with Lovato ATL 610 control unit, for variant +014,ABB motorized change-over 4000A 4P (2700kva 400V) and compartment for power cables inlet | o | o | o | o | o | o | o | x | x | o | o | o | o | o | o | o | o | o | x | x | o | o
QCP5.5000A | 59158 | Separate ATS switching panel, with Lovato ATL 610 control unit, for variant +014, ABB motorized change-over 5000A 4P (3000kva 400V) and compartment for power cables inlet | o | o | o | o | o | o | o | o | o | x | x | o | o | o | o | o | o | o | o | o | x | x
Модули параллельной работы | 0
QP.APM10.5000A | 75911 | APM Automatic Parallel Module Comap InteliVision5 logic with motorized breaker (5000A) for gen set from 2900kVA to 3500kVA.Dim. cm. 120 x 100 x 190H. | o | o | o | o | o | o | o | o | o | o | x | o | o | o | o | o | o | o | o | o | o | x
QP.APM6.2000A | 40711 | APM Automatic Parallel Module Comap InteliVision5 logic with motorized breaker (2000A) for gen set from 1200 to 1400kVA.Dim. cm. 80 x 60 x 190H. | x | x | o | o | o | o | o | o | o | o | o | x | x | o | o | o | o | o | o | o | o | o
QP.APM7.2500A | 43098 | APM Automatic Parallel Module Comap InteliVision5 logic with motorized breaker (2500A) for gen set from 1450 to 1650kVA.Dim. cm. 80 x 60 x 190H. | o | o | x | o | o | o | o | o | o | o | o | o | o | x | o | o | o | o | o | o | o | o
QP.APM8.3200A | 56925 | APM Automatic Parallel Module Comap InteliVision5 logic qith motorized breaker (3200A) for gen set from 1700 to 2200kVA.Dim. cm. 100 x 100 x 190H. | o | o | o | x | x | x | x | o | o | o | o | o | o | o | x | x | x | x | o | o | o | o
QP.APM9.4000A | 66429 | APM Automatic Parallel Module Comap InteliVision5 logic with motorized breaker (4000A) for gen set from 2300 to 2800 kVA.Dim. cm. 100 x 100 x 190H. | o | o | o | o | o | o | o | x | x | x | o | o | o | o | o | o | o | o | x | x | x | o
Выхлопная система | 0
O.G-SCA-CAT-12 | 19646 | Catalytic converter (1100/1250 kVA) | x | o | o | o | o | o | o | o | o | o | o | x | o | o | o | o | o | o | o | o | o | o
O.G-SCA-MR-10 | 15092 | nr. 2 Residential mufflers -35 dBA (1250/2000 kVA) | x | x | x | x | x | x | x | o | o | o | o | o | o | o | o | o | o | o | o | o | o | o
O.G-SCA-MR-11 | 21934 | nr. 2 Residential mufflers -35 dBA (2300/3300 kVA) | o | o | o | o | o | o | o | x | x | x | x | o | o | o | o | o | o | o | o | o | o | o
O.G-SCA-PF-07 | 7183 | Spark arrestor for Gen Sets 1250/1500 kVA | x | x | x | o | o | o | o | o | o | o | o | x | x | x | o | o | o | o | o | o | o | o
Тестирование | 0
MS.CP-LT-05 | 3014 | FAT - Factory Acceptance Test for single Gen Set from 1250 to 1900 kVA according to our standard procedures in Elcos factory (max 2 hours - max 4 people - max 1 hour of operation) | x | x | x | x | x | x | o | o | o | o | o | x | x | x | x | x | x | o | o | o | o | o
MS.CP-LT-06 | 4158 | FAT - Factory Acceptance Test for single Gen Set from 2000 to 3000 kVA according to our standard procedures in Elcos factory (max 2 hours - max 4 people - max 1 hour of operation) | o | o | o | o | o | o | x | x | x | x | x | o | o | o | o | o | o | x | x | x | x | x
MS.CP-SP-05 | 10890 | FAT - Factory Acceptance Test for single custom Gen Set from 1250 to 1900 kVA max 4 operating hours or parallel system up to 4 units for 1 operating hour, in Elcos factory (max 4 hours - max 4 people ) | x | x | x | x | x | x | o | o | o | o | o | x | x | x | x | x | x | o | o | o | o | o
MS.CP-SP-06 | 15631 | FAT - Factory Acceptance Test for single custom Gen Set from 2000 to 3000 kVA max 4 operating hours or parallel system up to 4 units for 1 operating hour, in Elcos factory (max 4 hours - max 4 people ) | o | o | o | o | o | o | x | x | x | x | x | o | o | o | o | o | o | x | x | x | x | x
MS.CP-SP-MV-02 | 12947 | FAT - Factory Acceptance Test for single custom Gen Set from 800 to 1250 kVA max 4 operating hours or parallel system up to 4 units for 1 operating hour, in Elcos factory (max 4 hours - max 4 people ) | x | o | o | o | o | o | o | o | o | o | o | o | o | o | o | o | o | o | o | o | o | o
MS.CP-SP-MV-03 | 14674 | FAT - Factory Acceptance Test for single custom Gen Set from 1400 to 1900 kVA max 4 operating hours or parallel system up to 4 units for 1 operating hour, in Elcos factory (max 4 hours - max 4 people ) | o | x | x | x | x | x | o | o | o | o | o | o | o | o | o | o | o | o | o | o | o | o
MS.CP-SP-MV-04 | 19415 | FAT - Factory Acceptance Test for single custom Gen Set from 2000 to 3000 kVA max 4 operating hours or parallel system up to 4 units for 1 operating hour, in Elcos factory (max 4 hours - max 4 people ) | o | o | o | o | o | o | x | x | x | x | x | o | o | o | o | o | o | o | o | o | o | o
MS.CP-ST-05 | 5577 | FAT - Factory Acceptance Test for single Gen Set from 1250 to 1900 kVA according to our standard procedures in Elcos factory (max 4 hours - max 4 people - max 2 hour of operation) | x | x | x | x | x | x | o | o | o | o | o | x | x | x | x | x | x | o | o | o | o | o
MS.CP-ST-06 | 7964 | FAT - Factory Acceptance Test for single Gen Set from 2000 to 3000 kVA according to our standard procedures in Elcos factory (max 4 hours - max 4 people - max 2 hour of operation) | o | o | o | o | o | o | x | x | x | x | x | o | o | o | o | o | o | x | x | x | x | x
MS.CP-ST-MV-02 | 7425 | FAT - Factory Acceptance Test for single Gen Set from 800 to 1250 kVA according to our standard procedures in Elcos factory (max 2 hours - max 4 people - max 1 hour of operation) | x | o | o | o | o | o | o | o | o | o | o | o | o | o | o | o | o | o | o | o | o | o
MS.CP-ST-MV-03 | 8305 | FAT - Factory Acceptance Test for single Gen Set from 1400 to 1900 kVA according to our standard procedures in Elcos factory (max 2 hours - max 4 people - max 1 hour of operation) | o | x | x | x | x | x | o | o | o | o | o | o | o | o | o | o | o | o | o | o | o | o
MS.CP-ST-MV-04 | 10505 | FAT - Factory Acceptance Test for single Gen Set from 2000 to 3000 kVA according to our standard procedures in Elcos factory (max 2 hours - max 4 people - max 1 hour of operation) | o | o | o | o | o | o | x | x | x | x | x | o | o | o | o | o | o | o | o | o | o | o
MS.RF-ST-03 | 3146 | Noise test report for single Gen Set from 800 to 1500 kVA | o | o | o | o | o | o | o | o | o | o | o | x | x | x | o | o | o | o | o | o | o | o
MS.RF-ST-04 | 3707 | Noise test report for single Gen Set from 1700 to 3000 kVA | o | o | o | o | o | o | o | o | o | o | o | o | o | o | x | x | x | x | x | x | x | x
MS.TV-ST-02 | 1628 | Vibration test on 10 points with certificate for single Gen Set from 275 to 3000 kVA | x | x | x | x | x | x | x | x | x | x | x | x | x | x | x | x | x | x | x | x | x | x
O.G-VAR-CAT-03 | 1947 | Toolbox for ordinary maintenance. | x | x | x | x | x | x | x | x | x | x | x | x | x | x | x | x | x | x | x | x | x | x
O.G-VAR-PUN-TER-01 | 473 | Round earth spike, diam. 20 mm, height 1.5mt, galvanized, complete with clamp and 3m yellow/green cable model FS17 1x35mm² with cable lugs. | x | x | x | x | x | x | x | x | x | x | x | x | x | x | x | x | x | x | x | x | x | x
O.G-VAR-PUN-TER-02 | 418 | Cross-shaped earth spike, height 1.5mt, galvanized, complete with clamp and 3m yellow/green cable model FS17 1x35mm² with cable lugs. | x | x | x | x | x | x | x | x | x | x | x | x | x | x | x | x | x | x | x | x | x | x
O.G-VAR-SFA-08 | 32307 | Aspiration / expulsion sound attenuators -25dBA for Gen Sets 900/1250 kVA BF Version | x | o | o | o | o | o | o | o | o | o | o | o | o | o | o | o | o | o | o | o | o | o
O.G-VAR-SFA-09 | 45683 | Aspiration / expulsion sound attenuators -25dBA for Gen Sets 1400/3000 kVA (Supplied loose) | o | x | x | x | x | x | x | x | x | x | x | o | o | o | o | o | o | o | o | o | o | o
O.G-VAR-TPD-01 | 506 | IP 55 document holder | o | o | o | o | o | o | o | o | o | o | o | x | x | x | x | x | x | x | x | x | x | x

## Опции
Дополнительные опции
Артикул | Цена | Описание
Нагрузочные модули
O.BCA-031KW-01 | 14905 | 31KW dummy load with 5 loading steps, supplied loose, dim. 1015 x 573 x 825 mm
O.BCA-080KW-01 | 20064 | 80KW dummy load with 5 loading steps, supplied loose, dim. 1275 x 573 x 825 mm
O.BCA-130KW-01 | 22506 | 127KW dummy load with 7 loading steps, supplied loose, dim. 1275 x 573 x 825 mm
O.BCA-400KW-01 | 57629 | 400KW dummy load with 5 loading steps, supplied loose, dim. 2000 x 1120 x 1370 mm
O.BCA-500KW-01 | 64295 | 511KW dummy load with 9 loading steps, supplied loose, dim. 2000 x 1120 x 1370 mm
O.BCA-600KW-01 | 70686 | 607KW dummy load with 10 loading steps, supplied loose, dim. 2000 x 1120 x 1370 mm
Топливные баки
O.CI-AST-MT-01 | 473 | Levelling rod
O.CI-DP-01 | 10087 | Double-skinned 1.000 lt fuel tank with tear valve.Diam. cm. 100 x length cm. 178 - 405 Kg.
O.CI-DP-01,5 | 10791 | Double-skinned 1.500 lt fuel tank with tear valve.Diam. cm. 120 x length cm. 178 - 520 Kg.
O.CI-DP-02 | 11495 | Double-skinned 2.000 lt fuel tank with tear valve.Diam. cm. 135 x length cm. 178 - 610 Kg.
O.CI-DP-03 | 12672 | Double-skinned 3.000 lt fuel tank with tear valve.Diam. cm. 150 x length cm. 205 - 865 Kg.
O.CI-DP-04 | 13915 | Double-skinned 4.000 lt fuel tank with tear valve.Diam. cm. 135 x length cm. 326 - 990 Kg.
O.CI-DP-05 | 14234 | Double-skinned 5.000 lt fuel tank with tear valve.Diam. cm. 150 x length cm. 331 - 1.250 Kg.
O.CI-DP-06 | 15631 | Double-skinned 6.000 lt fuel tank with tear valve.Diam. cm. 170 x length cm. 331 - 1.300 Kg.
O.CI-DP-08 | 19514 | Double-skinned 8.000 lt fuel tank with tear valve.Diam. cm. 190 x length cm. 344 - 1.545 Kg.
O.CI-DP-10 | 21538 | Double-skinned 10.000 lt fuel tank with tear valve.Diam. cm. 210 x length cm. 350 - 1.820 Kg.
O.CI-DP-12 | 23650 | Double-skinned 12.000 lt fuel tank with tear valve.Diam. cm. 210 x length cm. 425 - 2.095 Kg.
O.CI-DP-15 | 27610 | Double-skinned 15.000 lt fuel tank with tear valve.Diam. cm. 210 x length cm. 500 - 2.465 Kg.
O.CI-DP-20 | 33231 | double-skinned 20.000 lt fuel tank with tear valve.Diam. cm. 210 x length cm. 650 - 3.160 Kg.
O.CI-DP-25 | 40040 | Double wall 25.000 lt fuel tank with tear valve.Diam. cm. 210 x length cm. 850 - 3.800 Kg.
O.CI-MP-0,5 | 8943 | Single wall tank of 500 lt
O.CI-MP-01 | 11132 | Single wall tank of 1000 lt.
O.CI-MP-01,5 | 12133 | Single wall tank of 1500 lt
O.CI-MP-02 | 12859 | Single wall tank of 2000 lt.
O.CI-MP-03 | 14476 | Single wall tank of 3000 lt.
O.CI-MP-04 | 15697 | Single wall tank of 4000 lt.
O.CI-MP-05 | 17358 | Single wall tank of 5000 lt.
O.CI-MP-06 | 18744 | Single wall tank of 6000 lt.
O.CI-MP-07 | 19360 | Single wall tank of 7000 lt.
O.CI-MP-08 | 20812 | Single wall tank of 8000 lt
O.CI-MP-09 | 21538 | Single wall tank of 9000 lt.
O.CI-MP-10 | 22979 | Single wall tank of 10000 lt.
O.CI-RIL-FUGHE | 2167 | Fuel leakage detection device for tanks.
O.CI-RIL-LIVELLO-01 | 1727 | Fuel level detection device for tanks (Ocio)
O.CI-RIL-LIVELLO-02 | 3740 | Fuel level detection device for tanks (Ocio) with control unit for PC.
O.CI-RIL-LIVELLO-03 | 3355 | Fuel level detection device for tanks (Ocio) with a 4-20mA output.
O.CI-RIL-LIVELLO-04 | 2981 | Fuel level detection device for tanks for connection to the QPE control panel (max distance 30m)
O.CI-RV-05 | 2805 | Extra price fiberglass coating for tanks from 1000 lt to 5000 lt
O.CI-RV-10 | 4059 | Extra price fiberglass coating for cistern from 6000 lt to 10000 lt
O.CI-RV-25 | 6666 | Extra price fiberglass coating for cistern from 12000 lt to 25000 lt
O.CI-ST-01 | 6116 | Automatic fuel transfer system for tanks, controlled by QST2 with 4 interventions sensor (reserve, pump start, pump stop, overflow)
Контейнеры
CONTAINER-20-55D-01 | 91509 | Soundproofed Container 20' - Standard GREY RAL 7015, acoustic isolation 55 dBA at 7mt. (+/-3). Dim. cm. 606 x 244 x 259H - (275-450 KVA BF version)
CONTAINER-20-65D-01 | 71280 | Soundproofed Container 20' - Standard GREY RAL 7015, acoustic isolation 65 dBA at 7mt. (+/-3 ). Dim. cm. 606 x 244 x 259H - (275-450 KVA BF version)
CONTAINER-20-75D-01 | 59884 | Soundproofed Container 20' - Standard GREY RAL 7015, acoustic isolation 75 dBA at 7mt. (+/-3). Dim. cm. 606 x 244 x 259H - (275-450 KVA BF version)
CONTAINER-20-CIS-01 | 32384 | Insulated Container 20', for fuel tank - Standard GREY RAL 7015, Dim. cm. 606 x 244 x 259H
CONTAINER-20-LT-01 | 44528 | Insulated Container 20' - LT Version - Standard GREY RAL 7015, Dim. cm. 606 x 244 x 259H - (450/700 KVA BF version)
CONTAINER-20HC-55D-01 | 94985 | Soundproofed Container 20' HC - Standard GREY RAL 7015, acoustic isolation 55 dBA at 7mt. (+/-3). Dim. cm. 606 x 244 x 289H - (450/700 KVA BF version)
CONTAINER-20HC-65D-01 | 73601 | Soundproofed Container 20' HC - Standard GREY RAL 7015, acoustic isolation 65 dBA at 7mt. (+/-3). Dim. cm. 606 x 244 x 289H - (450/700 KVA BF version)
CONTAINER-20HC-70D-EV | 123266 | Soundproofed Container 20' HC with VSD driven fan, internal muffler - Standard GREY RAL 7015, acoustic isolation 75 dBA at 7mt. (+/-3). Dim. cm. 606 x 244 x 289H - (800H0 KVA BF version)
CONTAINER-20HC-75D-01 | 63393 | Soundproofed Container 20' HC - Standard GREY RAL 7015, acoustic isolation 75 dBA at 7mt. (+/-3). Dim. cm. 606 x 244 x 289H - (450/ KVA BF version)
CONTAINER-20HC-LT-01 | 56617 | Insulated Container 20' HC - LT Version - Standard GREY RAL 7015, Dim. cm. 606 x 244 x 289H
CONTAINER-20HC-POW-01 | 46024 | Insulated Container 20' HC, for power panel with floating floor - Standard GREY RAL 7015, Dim. cm. 606 x 244 x 289H
CONTAINER-30HC-65D-01 | 130130 | Soundproofed Container 30' HC - Standard GREY RAL 7015, acoustic isolation 65 dBA at 7 mt. (+/-3 dBA). Dim. cm. 913 x 244 x 290H - (750H0 KVA BF version)
CONTAINER-30HC-75D-01 | 98208 | Soundproofed Container 30' HC - Standard GREY RAL 7015, acoustic isolation 75 dBA at 7mt. (+/-3). Dim. cm. 913 x 244 x 290H - (750H0 KVA BF version)
CONTAINER-30HC-75D-02 | 109164 | Soundproofed Container 30' HC - Standard GREY RAL 7015, acoustic isolation 75 dBA at 7mt. (+/-3). Dim. cm. 913 x 244 x 290H - (1250x0 KVA BF version)
CONTAINER-30HC-LT-01 | 81763 | Insulated Container 30' HC - LT Version - Standard GREY RAL 7015, Dim. cm. 913 x 244 x 290H - (1250x0 KVA BF version)
CONTAINER-30HC-LT-02 | 89859 | Insulated Container 30' HC - LT Version - Standard GREY RAL 7015, Dim. cm. 913 x 244 x 290H - (1900/3000 KVA BF version)
CONTAINER-40-POW-01 | 73634 | Insulated Container 40' HC, for power panel with floating floor - Standard GREY RAL 7015, Dim. cm. 1.219 x 244 x 290H
CONTAINER-40HC-55D-01 | 193952 | Soundproofed Container 40' HC - Standard GREY RAL 7015, acoustic isolation 65 dBA at 7mt. (+/-3). Dim. cm. 1.219 x 244 x 290H - (750H0 KVA BF version)
CONTAINER-40HC-65D-01 | 130614 | Soundproofed Container 40' HC - Standard GREY RAL 7015, acoustic isolation 65 dBA at 7mt. (+/-3). Dim. cm. 1.219 x 244 x 290H - (750H0 KVA BF version)
CONTAINER-40HC-65D-02 | 152064 | Soundproofed Container 40' HC - Standard GREY RAL 7015, acoustic isolation 65 dBA at 7mt. (+/-3). Dim. cm. 1.219 x 244 x 289H - (1250x0 KVA BF version)
CONTAINER-40HC-65D-03 | #VALUE! | Soundproofed Container 40' HC - Standard GREY RAL 7015, acoustic isolation 65 dBA at 7mt. (+/-3). Dim. cm. 1.219 x 244 x 289H - (1250x0 KVA BF version)
CONTAINER-40HC-75D-01 | 102960 | Soundproofed Container 40' HC - Standard GREY RAL 7015, acoustic isolation 75 dBA at 7mt. (+/-3). Dim. cm. 1.219 x 244 x 290H - (750H0 KVA BF version)
CONTAINER-40HC-75D-02 | 114884 | Soundproofed Container 40' HC - Standard GREY RAL 7015, acoustic isolation 75 dBA at 7mt. (+/-3). Dim. cm. 1.219 x 244 x 289H - (1250x0 KVA BF version)
CONTAINER-40HC-75D-03 | 122034 | Soundproofed Container 40' HC - Standard GREY RAL 7015, acoustic isolation 75 dBA at 7mt. (+/-3). Dim. cm. 1.219 x 244 x 289H - (1900/3000 KVA BF version)
CONTAINER-40HC-LT-01 | 79387 | Insulated Container 40' HC - LT Version - Standard GREY RAL 7015, Dim. cm. 1.219 x 244 x 289H - (1250x0 KVA BF version)
CONTAINER-40HC-LT-02 | 87967 | Insulated Container 40' HC - LT Version - Standard GREY RAL 7015, Dim. cm. 1.219 x 244 x 289H - (1900/3000 KVA BF version)
O.CO-20-CA-MA | 6864 | External muffler with insulated casing (for 20'-20'HC containers)
O.CO-20-KT-EST | 825 | Fire extinguisher kit (for 30-40-40HC containers)
O.CO-20-MO-MA | 3894 | Internal muffler assembly for 20' container (check feasibility)
O.CO-20-PAV-CO | 8558 | Containment floor with drainage point for 20' containers
O.CO-20-RINA | 7161 | Rina certification for 20-20HC containers
O.CO-40-CA-MA | 8657 | External muffler with insulated casing (for 30'-40'-40'HC containers)
O.CO-40-KT-EST | 1617 | Fire extinguisher kit (for 20-20HC containers)
O.CO-40-MO-MA | 5522 | Internal muffler assembly for 30'/40' container (check feasibility)
O.CO-40-PAV-CO | 14366 | Containment floor with drainage point for 30'/40' containers
O.CO-40-RINA | 8657 | Rina certification for 40-40HC containers
O.CO-AL-PO-01 | 3003 | Door opening alarm system with a micro-switch to be installed on each door. Alarm available on the controller.
O.CO-ANTI-RIL-01 | 14828 | Fire detection kit for 20', 20'HC container inside Gen Set compartment. Including control unit, 2 thermal and 1 optical sensors.
O.CO-ANTI-RIL-02 | 19492 | Fire detection kit for 30', 30'HC, 40', 40'HC container inside Gen Set compartment. Including 3 thermal and 2 optical sensors, control unit equipped with dry contact for remote alarm, optical and acoustic indicator, emergency button.
O.CO-ANTI-RIL-ES-01 | 27258 | Fire extinguishing kit with CO2 gas tank for 20', 20'HC container inside Gen Set compartment.
O.CO-ANTI-RIL-ES-02 | 31658 | Fire extinguishing kit with CO2 gas tank for 30', 30'HC, 40', 40'HC container inside Gen Set compartment.
O.CO-AT-C3V-AR-01 | 2222 | External fuel tank connections with 3-way valve for supply from internal or external tank with quick couplings for container
O.CO-CI-4000 | 11924 | 4000 Lt space-optimized tank for containers
O.CO-CI-5000 | 13750 | 5000 Lt space-optimized tank for containers
O.CO-EC-SO-D2 | 2497 | Cable entry from below (single access)
O.CO-EC-SO-S1 | 1881 | Cable entry from below (double access)
O.CO-FE-POR | 341 | Doorstop (unit price per door)
O.CO-GG-VE-01 | 2772 | Vertical gravity louvres for Ge 275/400 (for air outlet, double this and add also O.CO-GR-VE-ESP)
O.CO-GG-VE-02 | 3894 | Vertical gravity louvres for Ge 450/700 (for air outlet, double this and add also O.CO-GR-VE-ESP)
O.CO-GG-VE-03 | 6050 | Vertical gravity louvres for Ge 750/1100 (for air outlet, double this and add also O.CO-GR-VE-ESP)
O.CO-GG-VE-04 | 9064 | Vertical gravity louvres for Ge 1250/1700 (for air outlet, double this and add also O.CO-GR-VE-ESP)
O.CO-GG-VE-05 | 11858 | Vertical gravity louvres for Ge 1900/3000 (for air outlet, double this and add also O.CO-GR-VE-ESP)
O.CO-GM-VE-01 | 4477 | Vertical motorized louvres for Ge 300/400 (for air outlet, double this and add also O.CO-GR-VE-ESP)
O.CO-GM-VE-02 | 5357 | Vertical motorized louvres for Ge 450/700 (for air outlet, double this and add also O.CO-GR-VE-ESP)
O.CO-GM-VE-03 | 8745 | Vertical motorized louvres for Ge 750/110 (for air outlet, double this and add also O.CO-GR-VE-ESP)
O.CO-GM-VE-04 | 11550 | Vertical motorized louvres for Ge 1250/1700 (for air outlet, double this and add also O.CO-GR-VE-ESP)
O.CO-GM-VE-05 | 17160 | Vertical motorized louvres for Ge 1900/3000 (for air outlet, double this and add also O.CO-GR-VE-ESP)
O.CO-GR-VE-ESP-01 | 3586 | Frontal vertical ejection grilles for GE from 450 to 700 kVA
O.CO-GR-VE-ESP-02 | 6160 | Frontal vertical ejection grilles for GE from 750 to 3000 kVA
O.CO-IL-ES-01 | 1364 | 2-sided container exterior lighting controlled by an internal switch
O.CO-IN-CIS-01 | 3421 | Double wall Tank installation in container with dividing wall - including hydraulic connections (go and back) and tear-off valve.
O.CO-IN-SER-01 | 2860 | Tank installation in Container with dividing wall - including hydraulic connections (go and back) and tear-off valve.
O.CO-ISP-D2 | 2926 | Control panel cabinet inspection door (double)
O.CO-ISP-S1 | 2167 | Control panel cabinet inspection door (single)
O.CO-MA-ANT | 1320 | Panic release pushbutton for personnel door
O.CO-PA-UOM | 2189 | Expulsion compartment walkway
O.CO-PAV-20-LZ | 5951 | Galvanized checkered floor plates, thickness 3+2mm for 20' containers
O.CO-PAV-40-LZ | 10967 | Galvanized checkered floor plates, thickness 3+2mm for 30'/40' containers
O.CO-PO-D2 | 5676 | Double hinged door with wide (180°) opening, equipped with special gaskets
O.CO-QP-IN-01 | 7161 | Installation and connection of the power panel inside the container for Gen Sets from 300 to 450 kVA
O.CO-QP-IN-02 | 9394 | Installation and connection of the power panel inside the container for Gen Sets from 450 to 700 kVA
O.CO-QP-IN-03 | 11748 | Installation and connection of the power panel inside the container for Gen Sets from 800 to 1250 kVA
O.CO-QP-IN-04 | 13717 | Installation and connection of the power panel inside the container for Gen Sets from 1250 to 1700 kVA
O.CO-QP-IN-05 | 17127 | Installation and connection of the power panel inside the container for Gen Sets from 1800 to 3000 kVA
O.CO-QP-LO-01 | 2288 | Control panel room with external access door for Gen Sets from 300 to 700 kVA
O.CO-QP-LO-02 | 3421 | Control panel room with external access door for Gen Sets from 800 to 1700 kVA
O.CO-QP-LO-03 | 4543 | Control panel room with external access door for Gen Sets from 1800 to 3000 kVA
O.CO-RA-ES-01 | 2046 | External refilling point with warning light for container
O.CO-RA-ES-02 | 3124 | External refilling point with analogue level indicator for container
O.CO-RISC-20-EL-20°C | 11682 | Electric heating kit for 20', 20'HC container, 4 kWe power for Gen Set compartment when -20°C outdoor temperature. Including thermostatically controlled heaters and additional insulation (add also code O.CO-GG-VE-..)
O.CO-RISC-20-EL-40°C | 15213 | Electric heating kit for 20', 20'HC container, 6 kWe power for Gen Set compartment when -40°C outdoor temperature. Including thermostatically controlled heaters and additional insulation (add also code O.CO-GG-VE-..)
O.CO-RISC-40-EL-20°C | 23870 | Electric heating kit for 30', 30'HC, 40', 40'HC container, 8 kWe power for Gen Set compartment when -20°C outdoor temperature. Including thermostatically controlled heaters and additional insulation (add also code O.CO-GG- VE-..)
O.CO-RISC-40-EL-40°C | 34837 | Electric heating kit for 30', 30'HC, 40', 40'HC container
O.CO-TET-D2 | 1584 | Shelter above access door (for double hinged control panel)
O.CO-TET-S1 | 1067 | Shelter above access door (for single hinged control panel)
O.CO-TG-RI-01 | 858 | PTFE fuel pipes reinforced with stainless steel sleeve
O.CO-TO-ES-01 | 5489 | Single-phase 230V 2600m³/h air extractor complete with temperature control unit and room probe.
O.CO-VENT-CT-40°C | 8217 | Automatic temperature control system for 20', 20'HC container including internal air re-circulation. (add also O.CO-RISC- … and motorized louvres O.CO-GM-VE- ..)
O.CO-VER-TOT-20 | 2288 | Total custom paint on container 20' / 20'HC
O.CO-VER-TOT-40 | 2860 | Total custom paint on container 30'HC / 40'HC
O.CO-VER-TRT-20 | 20768 | High resistance painting for corrosive environments on container 20' / 20'HC
O.CO-VER-TRT-40 | 31141 | High resistance painting for corrosive environments on container 30'HC / 40'HC
Автоматический ввод резерва
O.QC-480V | 979 | 480V arrangement kit.
O.QC-ATS-LOV-ATL610 | 2156 | Additional price for power failure control unit and automatic switching Lovato ATL610 instead of standard ELCOS QC control board.
O.QC-LOG-MC4-QC-01 | 2508 | Switching and control MC4 logic
QA.MPE.017B | 1870 | Automatic transfer switch (electric start up only)Dim. cm. 28 x 15 x 44H - 10 Kg.
QC1.0060A | 2332 | Separate ATS panel, 4P - 60A contactors (40 kVA 400V - 30 kVA 230V) Dim. 60 x 25 x 80 cm - 47 kg. (ex QC1.040)
QC1.0090A | 2629 | Separate ATS panel, 4P - 90A contactors (60 kVA 400V - 40 kVA 230V) Dim. 60 x 25 x 80 cm - 48 kg. (ex QC1.060)
QC1.0125A | 3399 | Separate ATS panel, 4P - 125A contactors (80 kVA 400V - 50 kVA 230V) Dim. 60 x 25 x 80 cm - 48 kg. (ex QC1.090)
QC1.0250A | 4015 | Separate ATS panel, ABB 250A motorized change-over (170 kVA 400V - 100 kVA 230V) Dim. 60 x 25 x 80 cm - 56 kg. (ex QC1.165)
QC2.0400A | 6347 | Separate ATS panel, ABB 400A motorized change-over (275 kVA 400V - 160 kVA 230V) Dim. 60 x 50 x 160 cm - 109 kg. (ex QC2.275)
QC2.0630A | 6820 | Separate ATS panel, ABB 630A motorized change-over (430 kVA 400V - 250 kVA 230V) Dim. 60 x 50 x 160 cm - 125 kg. (ex QC2.400)
QC2.0800A | 7359 | Separate ATS panel, ABB 800A motorized change-over (500 kVA 400V) Dim. 60 x 50 x 160 cm - 128 kg. (ex QC2.550)
QC3.1250A | 11638 | Separate ATS panel, ABB 1250A motorized change-over (800 kVA 400V) Dim. 80 x 60 x 160 cm - 220 kg. (ex QC3.800)
QC4.1600A | 15554 | Separate ATS panel, ABB 1600A motorized change-over (1050 kVA 400V) Dim. 80 x 80 x 190 cm - 270 kg. (ex QC4.1050)
QC4.2000A | 22341 | Separate ATS panel, ABB 2000A motorized change-over (1400 kVA 400V) Dim. 80 x 80 x 190 cm - 310 kg. (ex QC4.1400)
QC4.2500A | 24948 | Separate ATS panel, ABB 2500A motorized change-over (1700 kVA 400V) Dim. 80 x 80 x 190 cm - 350 kg. (ex QC4.1700)
QC4.3150A | 27335 | Separate ATS panel, 3150A motorized change-over (2000 kVA 400V) Dim. 100 x 100 x 190 cm - 450 kg. (ex QC4.2200)
QC5.4000A | 41800 | Separate ATS panel, 4000A motorized change-over (2700 kVA 400V) Dim. 260 x 100 x 190 cm - 700 kg. (ex QC5.2500)
QC5.5000A | 51326 | Separate ATS panel, 5000A motorized change-over (3000 kVA 400V) Dim. 260 x 100 x 190 cm - 800 kg. (ex QC5.3500)
QCP1.0250A | 6567 | Separate ATS switching panel, with Lovato ATL 610 control unit, for variant +014, ABB motorized change-over 250A 4P (170kva 400V) and compartment for power cables inlet
QCP2.0400A | 9757 | Separate ATS switching panel, with Lovato ATL 610 control unit, for variant +014, ABB motorized change-over 400A 4P (275kva 400V) and compartment for power cables inlet
QCP2.0630A | 7139 | Separate ATS switching panel, with Lovato ATL 610 control unit, for variant +014, ABB motorized change-over 630A 4P (430kva 400V) and compartment for power cables inlet
QCP2.0800A | 11737 | Separate ATS switching panel, with Lovato ATL 610 control unit, for variant +014, ABB motorized change-over 800A 4P (500kva 400V) and compartment for power cables inlet
QCP3.1250A | 16170 | Separate ATS switching panel, with Lovato ATL 610 control unit, for variant +014, ABB motorized change-over 1250A 4P (800kva 400V) and compartment for power cables inlet
QCP4.1600A | 24827 | Separate ATS switching panel, with Lovato ATL 610 control unit, for variant +014, ABB motorized change-over 1600A 4P (1100kva 400V) and compartment for power cables inlet
QCP4.2000A | 28380 | Separate ATS switching panel, with Lovato ATL 610 control unit, for variant +014, ABB motorized change-over 2000A 4P (1300kva 400V) and compartment for power cables inlet
QCP4.2500A | 31570 | Separate ATS switching panel, with Lovato ATL 610 control unit, for variant +014, ABB motorized change-over 2500A 4P (1700kva 400V) and compartment for power cables inlet
QCP4.3150A | 34837 | Separate ATS switching panel, with Lovato ATL 610 control unit, for variant +014, ABB motorized change-over 3150A 4P (2000kva 400V) and compartment for power cables inlet
QCP5.4000A | 49533 | Separate ATS switching panel, with Lovato ATL 610 control unit, for variant +014,ABB motorized change-over 4000A 4P (2700kva 400V) and compartment for power cables inlet
QCP5.5000A | 59158 | Separate ATS switching panel, with Lovato ATL 610 control unit, for variant +014, ABB motorized change-over 5000A 4P (3000kva 400V) and compartment for power cables inlet
QLTS.060A | 1386 | Wall-mounted ATS switching panel 60A 4P (40 kVA 400V - 20 kVA 230V) Dim. 40 x 16 x 40 cm - 12 kg.
QLTS.100A | 1617 | Wall-mounted ATS switching panel 100A 4P (65 kVA 400V - 35 kVA 230V) Dim. 45 x 16 x 40 cm - 12 kg.
QLTS.160A | 1859 | Wall-mounted ATS switching panel 160A 4P (110 kVA 400V) Dim. 50 x 20 x 52 cm - 20 kg.
QLTS.250A | 2024 | Wall-mounted ATS switching panel 250A 4P (275 kVA 400V) Dim. 80 x 28 x 60 cm - 40 kg.
QLTS.400A | 2948 | Wall-mounted ATS switching panel 400A 4P (275 kVA 400V) Dim. 80 x 28 x 60 cm - 40 kg.
QLTS.630A | 3465 | Wall switching Panel 630 A 4-Poles (430kva 400V) - 80x128x60cm 45 kg
Модули параллельной работы
O.QP-IM-NT | 8734 | Additional module to manage multiple units in parallel to the mains, to be combined with QMV.SWC panels.
O.QP.APM-DSE-8610 | 1089 | Option with DSE 8610 controller instead of STANDARD COMAP IG-NTC-BB
O.QP.APM-LOV-RGK900 | 1243 | Option with LOVATO RGK900 controller instead of standard COMAP IG-NTC-BB
O.QP.GMV.IM-NT | 8734 | Additional module to manage multiple units in parallel to the mains, to be combined with QMV.SWC panels.
QP.APM-GMV-BM-COM | 14520 | Automatic Parallel control panel for GMV, MV application,with ComAp digital controller.
QP.APM.BM.COM | #VALUE! | Additional cost for management parallel module with COMAPcontroller type IG-NTC-BB and Intelivision 5 display on board.
QP.APM.BM.DSE | 9119 | Additional price for management parallel module with DSE Controller on board. (NO motorized change-over breaker included).
QP.APM1.0250A | 21582 | APM Automatic Parallel Module Comap InteliVision5 logic with motorized breaker (250A) for gen set from 60 to 160 KVA.Dim. cm. 60 x 60 x 190H.
QP.APM10.5000A | 75911 | APM Automatic Parallel Module Comap InteliVision5 logic with motorized breaker (5000A) for gen set from 2900kVA to 3500kVA.Dim. cm. 120 x 100 x 190H.
QP.APM2.0400A | 23969 | APM Automatic Parallel Module Comap InteliVision5 logic with motorized breaker (400A) for gen set from 180kVA to 260kVA..Dim. cm. 60 x 60 x 190H.
QP.APM3.0800A | 31141 | APM Automatic Parallel Module Comap InteliVision5 logic with motorized breaker (800A) for gen set from 300kVA to 550kVA.Dim. cm. 60 x 60 x 190H.
QP.APM4.1250A | 33550 | APM Automatic Parallel Module Comap InteliVision5 logic with motorized breaker (1250A) pour gen set from 600 to 800kVA.Dim. cm. 80 x 60 x 190H.
QP.APM5.1600A | 34485 | APM Automatic Parallel Module Comap InteliVision5 logic with motorized breaker (1600A) for gen set from 900 to 1150kVA.Dim. cm. 80 x 60 x 190H.
QP.APM6.2000A | 40711 | APM Automatic Parallel Module Comap InteliVision5 logic with motorized breaker (2000A) for gen set from 1200 to 1400kVA.Dim. cm. 80 x 60 x 190H.
QP.APM7.2500A | 43098 | APM Automatic Parallel Module Comap InteliVision5 logic with motorized breaker (2500A) for gen set from 1450 to 1650kVA.Dim. cm. 80 x 60 x 190H.
QP.APM8.3200A | 56925 | APM Automatic Parallel Module Comap InteliVision5 logic qith motorized breaker (3200A) for gen set from 1700 to 2200kVA.Dim. cm. 100 x 100 x 190H.
QP.APM9.4000A | 66429 | APM Automatic Parallel Module Comap InteliVision5 logic with motorized breaker (4000A) for gen set from 2300 to 2800 kVA.Dim. cm. 100 x 100 x 190H.
QP.ATS.C1.0250A | #VALUE! | Switching module for emergency use when the mains fail (motorized change-over 250A).Dim. cm. 60 x 60 x 190H
QP.ATS.C2.0400A | 7744 | Switching module for emergency use when the mains fail(motorized change-over 400A).Dim. cm. 60 x 60 x 190H
QP.ATS.C2.0630A | 8250 | Switching module for emergency use when the mains fail(motorized change-over 630A).Dim. cm. 60 x 60 x 190H
QP.ATS.C3.0800A | 8833 | Switching module for emergency use when the mains fail (motorized change-over 800A).Dim. cm. 60 x 60 x 190H
QP.ATS.C4.1250A | 13244 | Switching module for emergency use when the mains fail (motorized change-over 1250A).Dim. cm. 80 x 60 x 190H
QP.ATS.C5.1600A | 16489 | Switching module for emergency use when the mains fail (motorized change-over 1600A).Dim. cm. 80 x 60 x 190H
QP.ATS.C6.2000A | 23518 | Switching module for emergency use when the mains fail (motorized change-over 2000A).Dim. cm. 80 x 60 x 190H
QP.ATS.C6.2500A | 24552 | Switching module for emergency use when the mains fail (motorized change-over 2500A).Dim. cm. 80 x 60 x 190H
QP.ATS.C7.3200A | 29018 | Switching module for emergency use when the mains fail (motorized change-over 3200A).Dim. cm. 100 x 60 x 190H
QP.ATS.C8.4000A | 43241 | Switching module for emergency use when the mains fail (motorized change-over 4000A).Dim. cm. 260 x 100 x 190H
QP.ATS.C9.5000A | 52580 | Switching module for emergency use when the mains fail (motorized change-over 5000A).Dim. cm. 260 x 100 x 190H
QP.ATS.I1.0250A | 8250 | Switching module for parallel use to the main (motorized breaker 250A).Dim. cm. 60x 60 x 190H - 90 Kg.
QP.ATS.I2.0400A | 10384 | Switching module for parallel use to the main (motorized breaker 400A).Dim. cm. 60x 60 x 190H - 140 Kg.
QP.ATS.I2.0630A | 10384 | Switching module for parallel use to the main (motorized breaker 630A).Dim. cm. 60x 60 x 190H - 140 Kg.
QP.ATS.I3.0800A | 12573 | Switching module for parallel use to the main (motorized breaker 800A).Dim. cm. 60x 60 x 190H - 165 Kg.
QP.ATS.I4.1250A | 14245 | Switching module for parallel use to the main (motorized breaker 1250A).Dim. cm. 80x 60 x 190H - 250 Kg.
QP.ATS.I5.1600A | 16566 | Switching module for parallel use to the main (motorized breaker 1600A).Dim. cm. 80x 60 x 190H - 300 Kg.
QP.ATS.I6.2500A | 23463 | Switching module for parallel use to the main (motorized breaker 2500A).Dim. cm. 80x 60 x 190H - 390 Kg.
QP.ATS.I7.3200A | 33836 | Switching module for parallel use to the main (motorized breaker 3200A).Dim. cm. 100x 60 x 190H - 490 Kg.
QP.ATS.I8.4000A | 39248 | Switching module for parallel use to the main (motorized breaker 4000A).Dim. cm. 100x 60 x 190H - 45 Kg.
QP.ATS.I9.5000A | 53680 | Switching module for parallel use to the main (motorized breaker 5000A).Dim. cm. 100x 60 x 190H - 45 Kg.
Внешние топливные баки
O.SER-SC-1000 | 7007 | 1000 lt. Tank with collection tank on the floor - 1835x1130x860 mm (l-lxh) - 380kg
O.SER-SC-120 | 1991 | 120 lt. Tank with collection tank on the floor - dim. 1060 x 290 x 970 mm (lu x lar x h ) - 65 kg.
O.SER-SC-1500 | 11352 | 1500 lt fuel tank with collection base Dim. 224 x 66 x 167 cm - 530 kg.
O.SER-SC-350 | 3168 | 350 lt. Tank with collection tank on the floor - dim. 1340 x 610 x 830 mm (lu x la x h ) - 170 kg.
O.SER-SC-500 | 4367 | 500 lt fuel tank with collection base Dim. 168 x 71 x 86 cm - 230 kg.
O.SER-SC-LIV-QPE | 2310 | Fuel level detection device for external tanks for connection to the QPE (max distance 30m)
O.SER-SC-VL | 1331 | 90% load limiting valve for tanks with capacity 120/350/500/1000 lt mount-ed on board, with 2" threaded connection
O.SER-ST-CA.1000 | 7183 | Automatic fuel refilling system 1.000 lt with bunded base, controlled by QST2 complete with shut-off valve.
O.SER-ST-CA.120 | 5137 | Automatic fuel refilling system 120 lt with bunded base, controlled by QST2 complete with shut-off valve.
O.SER-ST-CA.1500 | 14300 | Automatic fuel refilling system 1.500 lt with bunded base, controlled by QST2 complete with shut-off valve.
O.SER-ST-CA.500 | 6050 | Automatic fuel refilling system 500 lt with bunded base, controlled by QST2 complete with shut-off valve.